## Load profiles
| Created with: | nPro.energy
| User: | Test
nPro Energy
| Created on: | 09.09.2026 (08:48)
| Project: | Project 1
| Total heat demand | Space heating | Domestic hot water | Heat (energy hub) | Total cooling demand | Space cooling | Process cooling | Cooling (energy hub) | Plug loads | E-mobility | Operating power | Pump work | Air temperature
Annual peak (kW) | 568.9 | 563.2 | 35.4 | 535.6 | 65.9 | 65.9 | 0 | 0 | 2.7 | 153 | 19.2 | 2.6 | ---
Annual sum (MWh) | 766.18 | 623.4 | 142.78 | 958 | 22.38 | 22.38 | 0 | 0 | 6.01 | 497.59 | 25.59 | 3.57 | ---
Month | Total heat demand (MWh) | Space heating (MWh) | Domestic hot water (MWh) | Heat (energy hub) (MWh) | Total cooling demand (MWh) | Space cooling (MWh) | Process cooling (MWh) | Cooling (energy hub) (MWh) | Plug loads (MWh) | E-mobility (MWh) | Operating power (MWh) | Pump work (MWh) | Air temperature (°C)
January | 133.2 | 119.8 | 13.4 | 145.4 | 0 | 0 | 0 | 0 | 0.6 | 42.6 | 3.5 | 0.8 | 4.6
February | 118.4 | 106.4 | 12 | 130.1 | 0 | 0 | 0 | 0 | 0.6 | 38.7 | 3.1 | 0.8 | 4.7
March | 103.2 | 90.6 | 12.6 | 118.8 | 0.3 | 0.3 | 0 | 0 | 0.5 | 42.3 | 2.7 | 0.5 | 6.9
April | 65.7 | 54.2 | 11.5 | 82.8 | 0.1 | 0.1 | 0 | 0 | 0.5 | 40.6 | 1.8 | 0.2 | 9.5
May | 23.8 | 12.7 | 11.1 | 43.9 | 1.9 | 1.9 | 0 | 0 | 0.4 | 41.2 | 1.2 | 0 | 15
June | 16 | 5.2 | 10.8 | 34.2 | 3.7 | 3.7 | 0 | 0 | 0.4 | 41.3 | 1.3 | 0 | 17.4
July | 13.3 | 2.3 | 11 | 30.8 | 7.9 | 7.9 | 0 | 0 | 0.4 | 42.7 | 2 | 0 | 20
August | 13.5 | 2.2 | 11.4 | 30.9 | 6.7 | 6.7 | 0 | 0 | 0.5 | 43 | 1.7 | 0 | 19.4
September | 20.3 | 9 | 11.3 | 37.5 | 1.6 | 1.6 | 0 | 0 | 0.5 | 40.9 | 1.2 | 0 | 15.6
October | 42.6 | 30.3 | 12.4 | 60.5 | 0.1 | 0.1 | 0 | 0 | 0.5 | 42.5 | 1.4 | 0.1 | 11.6
November | 83.8 | 71.2 | 12.5 | 99 | 0 | 0 | 0 | 0 | 0.6 | 41.1 | 2.1 | 0.3 | 7.5
December | 132.3 | 119.6 | 12.7 | 144.3 | 0 | 0 | 0 | 0 | 0.5 | 40.6 | 3.6 | 0.9 | 4.6
Time | Total heat demand (kW) | Space heating (kW) | Domestic hot water (kW) | Heat (energy hub) (kW) | Total cooling demand (kW) | Space cooling (kW) | Process cooling (kW) | Cooling (energy hub) (kW) | Plug loads (kW) | E-mobility (kW) | Operating power (kW) | Pump work (kW) | Air temperature (°C)
Mon, 01.01. 00:00 | 28.9 | 23.4 | 5.5 | 59.8 | 0 | 0 | 0 | 0 | 0.3 | 65 | 0.7 | 0.3 | 10
Mon, 01.01. 01:00 | 22 | 18.8 | 3.2 | 53.1 | 0 | 0 | 0 | 0 | 0.3 | 55.7 | 0.4 | 0.3 | 11
Mon, 01.01. 02:00 | 19.2 | 17.4 | 1.8 | 50.5 | 0 | 0 | 0 | 0 | 0.3 | 35.5 | 0.2 | 0.3 | 11
Mon, 01.01. 03:00 | 19.5 | 18.7 | 0.8 | 50.9 | 0 | 0 | 0 | 0 | 0.3 | 18.5 | 0.1 | 0.3 | 11
Mon, 01.01. 04:00 | 21.8 | 20 | 1.8 | 53.1 | 0 | 0 | 0 | 0 | 0.3 | 11.1 | 0.2 | 0.3 | 11
Mon, 01.01. 05:00 | 28.9 | 27 | 1.9 | 60.2 | 0 | 0 | 0 | 0 | 0.3 | 9.3 | 0.2 | 0.3 | 11
Mon, 01.01. 06:00 | 37.3 | 34.6 | 2.7 | 68.6 | 0 | 0 | 0 | 0 | 0.3 | 10 | 0.3 | 0.3 | 11
Mon, 01.01. 07:00 | 33.8 | 28.3 | 5.5 | 64.7 | 0 | 0 | 0 | 0 | 0.3 | 10.6 | 0.6 | 0.3 | 12
Mon, 01.01. 08:00 | 40.8 | 27.1 | 13.7 | 70.8 | 0 | 0 | 0 | 0 | 0.3 | 11.1 | 1.6 | 0.3 | 12
Mon, 01.01. 09:00 | 52.8 | 26.3 | 26.5 | 81.1 | 0 | 0 | 0 | 0 | 0.4 | 13.3 | 3 | 0.3 | 12
Mon, 01.01. 10:00 | 54 | 25.4 | 28.6 | 82.2 | 0 | 0 | 0 | 0 | 0.4 | 15.8 | 3.3 | 0.3 | 12
Mon, 01.01. 11:00 | 52 | 23.6 | 28.4 | 80.1 | 0 | 0 | 0 | 0 | 0.3 | 21.8 | 3.2 | 0.3 | 12
Mon, 01.01. 12:00 | 48 | 22.6 | 25.4 | 76.6 | 0 | 0 | 0 | 0 | 0.3 | 31.1 | 2.8 | 0.3 | 12
Mon, 01.01. 13:00 | 42.2 | 21.8 | 20.4 | 71.4 | 0 | 0 | 0 | 0 | 0.3 | 41 | 2.2 | 0.3 | 12
Mon, 01.01. 14:00 | 43.4 | 23.6 | 19.8 | 72.7 | 0 | 0 | 0 | 0 | 0.3 | 62.8 | 2.1 | 0.3 | 12
Mon, 01.01. 15:00 | 40.9 | 23.6 | 17.3 | 70.4 | 0 | 0 | 0 | 0 | 0.3 | 58.8 | 1.8 | 0.3 | 12
Mon, 01.01. 16:00 | 33.5 | 18.1 | 15.4 | 63.1 | 0 | 0 | 0 | 0 | 0.3 | 61.7 | 1.7 | 0.3 | 13
Mon, 01.01. 17:00 | 32.9 | 17.1 | 15.8 | 62.5 | 0 | 0 | 0 | 0 | 0.3 | 63 | 1.7 | 0.3 | 13
Mon, 01.01. 18:00 | 35 | 17.9 | 17.1 | 64.4 | 0 | 0 | 0 | 0 | 0.3 | 79.1 | 1.9 | 0.3 | 13
Mon, 01.01. 19:00 | 33.5 | 15.3 | 18.2 | 62.7 | 0 | 0 | 0 | 0 | 0.3 | 84.2 | 2.1 | 0.3 | 14
Mon, 01.01. 20:00 | 36.6 | 19.1 | 17.5 | 65.8 | 0 | 0 | 0 | 0 | 0.3 | 78.6 | 2 | 0.3 | 13
Mon, 01.01. 21:00 | 31.7 | 16.1 | 15.6 | 61.1 | 0 | 0 | 0 | 0 | 0.3 | 70.5 | 1.8 | 0.3 | 14
Mon, 01.01. 22:00 | 19.6 | 7.7 | 11.9 | 49.4 | 0 | 0 | 0 | 0 | 0.3 | 58 | 1.4 | 0.3 | 14
Mon, 01.01. 23:00 | 13.8 | 6.3 | 7.5 | 44.1 | 0 | 0 | 0 | 0 | 0.3 | 45.9 | 0.9 | 0.3 | 14
Tue, 02.01. 00:00 | 22.7 | 17.6 | 5.1 | 52.7 | 0 | 0 | 0 | 0 | 0.3 | 36.8 | 0.7 | 0.3 | 13
Tue, 02.01. 01:00 | 35.2 | 32.5 | 2.7 | 65.8 | 0 | 0 | 0 | 0 | 0.3 | 19.2 | 0.5 | 0.3 | 10
Tue, 02.01. 02:00 | 32.6 | 31.8 | 0.8 | 63.2 | 0 | 0 | 0 | 0 | 0.3 | 10.3 | 0.2 | 0.3 | 10
Tue, 02.01. 03:00 | 37 | 36.1 | 0.9 | 67.5 | 0 | 0 | 0 | 0 | 0.3 | 9.7 | 0.3 | 0.3 | 10
Tue, 02.01. 04:00 | 49.5 | 46.6 | 2.9 | 79.4 | 0 | 0 | 0 | 0 | 0.3 | 12.6 | 0.6 | 0.3 | 10
Tue, 02.01. 05:00 | 76.8 | 68.8 | 8 | 104.3 | 0 | 0 | 0 | 0 | 0.3 | 22 | 1.5 | 0.3 | 10
Tue, 02.01. 06:00 | 141.8 | 116.9 | 24.9 | 163.5 | 0 | 0 | 0 | 0 | 0.4 | 44.7 | 4.1 | 0.3 | 9
Tue, 02.01. 07:00 | 152.3 | 125.9 | 26.4 | 173.6 | 0 | 0 | 0 | 0 | 1.2 | 52.7 | 4.2 | 0.3 | 8
Tue, 02.01. 08:00 | 156.5 | 129.6 | 26.9 | 177.9 | 0 | 0 | 0 | 0 | 2.2 | 52.7 | 4 | 0.3 | 7
Tue, 02.01. 09:00 | 149.3 | 122.1 | 27.2 | 171.6 | 0 | 0 | 0 | 0 | 2.5 | 45.3 | 3.4 | 0.3 | 7
Tue, 02.01. 10:00 | 128.7 | 101.3 | 27.4 | 152.9 | 0 | 0 | 0 | 0 | 2.4 | 36.3 | 2.8 | 0.3 | 8
Tue, 02.01. 11:00 | 125.7 | 96.5 | 29.2 | 150.2 | 0 | 0 | 0 | 0 | 2.3 | 39 | 2.6 | 0.3 | 8
Tue, 02.01. 12:00 | 126 | 95.4 | 30.6 | 150.5 | 0 | 0 | 0 | 0 | 2.1 | 44.6 | 2.5 | 0.3 | 8
Tue, 02.01. 13:00 | 128.7 | 98.6 | 30.1 | 153.1 | 0 | 0 | 0 | 0 | 2 | 55.8 | 2.6 | 0.3 | 8
Tue, 02.01. 14:00 | 104.6 | 79.9 | 24.7 | 130.9 | 0 | 0 | 0 | 0 | 1.8 | 60.5 | 2 | 0.3 | 9
Tue, 02.01. 15:00 | 119.2 | 94.4 | 24.8 | 143.8 | 0 | 0 | 0 | 0 | 1.7 | 79.3 | 2.4 | 0.3 | 8
Tue, 02.01. 16:00 | 126.9 | 103.4 | 23.5 | 150.1 | 0 | 0 | 0 | 0 | 1.4 | 108.1 | 2.8 | 0.3 | 7
Tue, 02.01. 17:00 | 116.9 | 92 | 24.9 | 140.8 | 0 | 0 | 0 | 0 | 0.9 | 130.1 | 2.9 | 0.3 | 8
Tue, 02.01. 18:00 | 135.8 | 110.3 | 25.5 | 157.3 | 0 | 0 | 0 | 0 | 0.6 | 143.3 | 3.7 | 0.3 | 7
Tue, 02.01. 19:00 | 145.4 | 119.6 | 25.8 | 165.1 | 0 | 0 | 0 | 0 | 0.4 | 129.6 | 4.6 | 0.3 | 6
Tue, 02.01. 20:00 | 164.2 | 139 | 25.2 | 181.4 | 0 | 0 | 0 | 0 | 0.3 | 104.2 | 5.3 | 0.3 | 4
Tue, 02.01. 21:00 | 165.8 | 141.4 | 24.4 | 182.7 | 0 | 0 | 0 | 0 | 0.3 | 94.1 | 5.4 | 0.3 | 4
Tue, 02.01. 22:00 | 115.2 | 102.7 | 12.5 | 136.6 | 0 | 0 | 0 | 0 | 0.3 | 77.3 | 3.4 | 0.3 | 4
Tue, 02.01. 23:00 | 108.5 | 100.7 | 7.8 | 130.6 | 0 | 0 | 0 | 0 | 0.3 | 68.4 | 2.8 | 0.3 | 4
Wed, 03.01. 00:00 | 106.5 | 101.1 | 5.4 | 129 | 0 | 0 | 0 | 0 | 0.3 | 38.2 | 2.5 | 0.3 | 4
Wed, 03.01. 01:00 | 96.3 | 93.7 | 2.6 | 119.8 | 0 | 0 | 0 | 0 | 0.3 | 18.1 | 2.1 | 0.3 | 4
Wed, 03.01. 02:00 | 87.3 | 86.5 | 0.8 | 111.9 | 0 | 0 | 0 | 0 | 0.3 | 10.5 | 1.6 | 0.3 | 5
Wed, 03.01. 03:00 | 83.6 | 82.8 | 0.8 | 108.5 | 0 | 0 | 0 | 0 | 0.3 | 8.6 | 1.5 | 0.3 | 5
Wed, 03.01. 04:00 | 114.6 | 111.7 | 2.9 | 137 | 0 | 0 | 0 | 0 | 0.3 | 12.2 | 2.3 | 0.3 | 4
Wed, 03.01. 05:00 | 145.9 | 136.6 | 9.3 | 166.1 | 0 | 0 | 0 | 0 | 0.3 | 25.2 | 3.2 | 0.3 | 5
Wed, 03.01. 06:00 | 176 | 150.6 | 25.4 | 193.8 | 0 | 0 | 0 | 0 | 0.4 | 45.6 | 5.1 | 0.3 | 6
Wed, 03.01. 07:00 | 180.6 | 152.6 | 28 | 199 | 0 | 0 | 0 | 0 | 1.2 | 55.8 | 5 | 0.3 | 6
Wed, 03.01. 08:00 | 150.1 | 123.7 | 26.4 | 171.8 | 0 | 0 | 0 | 0 | 2.2 | 51.7 | 3.9 | 0.3 | 7
Wed, 03.01. 09:00 | 131.7 | 107.2 | 24.5 | 154.9 | 0 | 0 | 0 | 0 | 2.3 | 40.8 | 3.1 | 0.3 | 7
Wed, 03.01. 10:00 | 123.7 | 94.3 | 29.4 | 148.8 | 0 | 0 | 0 | 0 | 2.6 | 39 | 2.7 | 0.3 | 9
Wed, 03.01. 11:00 | 103.5 | 73.9 | 29.6 | 130.5 | 0 | 0 | 0 | 0 | 2.3 | 39.4 | 2.1 | 0.3 | 10
Wed, 03.01. 12:00 | 98.3 | 67.5 | 30.8 | 125.3 | 0 | 0 | 0 | 0 | 2.1 | 45.1 | 2 | 0.3 | 11
Wed, 03.01. 13:00 | 97.8 | 68 | 29.8 | 124.8 | 0 | 0 | 0 | 0 | 2 | 55.2 | 2 | 0.3 | 11
Wed, 03.01. 14:00 | 96.3 | 69 | 27.3 | 123.4 | 0 | 0 | 0 | 0 | 2 | 66.9 | 1.9 | 0.3 | 11
Wed, 03.01. 15:00 | 85.9 | 60.8 | 25.1 | 113 | 0 | 0 | 0 | 0 | 1.7 | 80.1 | 1.8 | 0.3 | 12
Wed, 03.01. 16:00 | 89.8 | 65.5 | 24.3 | 116.6 | 0 | 0 | 0 | 0 | 1.5 | 111.3 | 2 | 0.3 | 11
Wed, 03.01. 17:00 | 97.3 | 69.8 | 27.5 | 123 | 0 | 0 | 0 | 0 | 1 | 143.4 | 2.6 | 0.3 | 11
Wed, 03.01. 18:00 | 89.8 | 65.5 | 24.3 | 115.5 | 0 | 0 | 0 | 0 | 0.5 | 136.4 | 2.6 | 0.3 | 11
Wed, 03.01. 19:00 | 103.8 | 76.9 | 26.9 | 128.2 | 0 | 0 | 0 | 0 | 0.4 | 134.9 | 3.5 | 0.3 | 10
Wed, 03.01. 20:00 | 112.8 | 86.5 | 26.3 | 135.9 | 0 | 0 | 0 | 0 | 0.4 | 108.5 | 3.9 | 0.3 | 9
Wed, 03.01. 21:00 | 92.8 | 71.7 | 21.1 | 117.2 | 0 | 0 | 0 | 0 | 0.3 | 81.3 | 3.3 | 0.3 | 9
Wed, 03.01. 22:00 | 73.6 | 60.6 | 13 | 99.7 | 0 | 0 | 0 | 0 | 0.3 | 80.4 | 2.3 | 0.3 | 8
Wed, 03.01. 23:00 | 58.6 | 51.4 | 7.2 | 86.2 | 0 | 0 | 0 | 0 | 0.3 | 63.7 | 1.5 | 0.3 | 8
Thu, 04.01. 00:00 | 72.6 | 67.5 | 5.1 | 98.7 | 0 | 0 | 0 | 0 | 0.3 | 36.8 | 1.6 | 0.3 | 7
Thu, 04.01. 01:00 | 68.5 | 65.9 | 2.6 | 95.2 | 0 | 0 | 0 | 0 | 0.3 | 18.3 | 1.2 | 0.3 | 7
Thu, 04.01. 02:00 | 84.9 | 84 | 0.9 | 109.9 | 0 | 0 | 0 | 0 | 0.3 | 11.1 | 1.4 | 0.3 | 6
Thu, 04.01. 03:00 | 85.4 | 84.5 | 0.9 | 110.4 | 0 | 0 | 0 | 0 | 0.3 | 9.5 | 1.5 | 0.3 | 6
Thu, 04.01. 04:00 | 109.7 | 106.9 | 2.8 | 132.7 | 0 | 0 | 0 | 0 | 0.3 | 12.1 | 2.1 | 0.3 | 5
Thu, 04.01. 05:00 | 150.3 | 141.9 | 8.4 | 169.9 | 0 | 0 | 0 | 0 | 0.3 | 23.1 | 3.3 | 0.3 | 5
Thu, 04.01. 06:00 | 184.9 | 161.9 | 23 | 201.2 | 0 | 0 | 0 | 0 | 0.4 | 41.3 | 5.2 | 0.3 | 6
Thu, 04.01. 07:00 | 227.2 | 198.4 | 28.8 | 241 | 0 | 0 | 0 | 0 | 1.3 | 57.4 | 6.2 | 0.3 | 5
Thu, 04.01. 08:00 | 186.7 | 160 | 26.7 | 204.9 | 0 | 0 | 0 | 0 | 2.2 | 52.2 | 4.7 | 0.3 | 6
Thu, 04.01. 09:00 | 157.8 | 133.9 | 23.9 | 178.4 | 0 | 0 | 0 | 0 | 2.2 | 39.9 | 3.6 | 0.3 | 6
Thu, 04.01. 10:00 | 154.3 | 127.2 | 27.1 | 175.7 | 0 | 0 | 0 | 0 | 2.4 | 36 | 3.3 | 0.3 | 7
Thu, 04.01. 11:00 | 156.4 | 126.2 | 30.2 | 177.9 | 0 | 0 | 0 | 0 | 2.4 | 40.2 | 3.3 | 0.3 | 7
Thu, 04.01. 12:00 | 156.4 | 124.9 | 31.5 | 178 | 0 | 0 | 0 | 0 | 2.2 | 46 | 3.2 | 0.3 | 7
Thu, 04.01. 13:00 | 150.8 | 121.5 | 29.3 | 172.7 | 0 | 0 | 0 | 0 | 1.9 | 54.1 | 3.1 | 0.3 | 7
Thu, 04.01. 14:00 | 146.6 | 120.6 | 26 | 168.7 | 0 | 0 | 0 | 0 | 1.9 | 63.7 | 3 | 0.3 | 7
Thu, 04.01. 15:00 | 146.2 | 121.1 | 25.1 | 168.1 | 0 | 0 | 0 | 0 | 1.7 | 80.1 | 3 | 0.3 | 7
Thu, 04.01. 16:00 | 151.6 | 126.4 | 25.2 | 172.5 | 0 | 0 | 0 | 0 | 1.5 | 115.7 | 3.3 | 0.3 | 7
Thu, 04.01. 17:00 | 144.1 | 118.9 | 25.2 | 164.9 | 0 | 0 | 0 | 0 | 0.9 | 131.4 | 3.6 | 0.3 | 7
Thu, 04.01. 18:00 | 145.1 | 120.8 | 24.3 | 165.3 | 0 | 0 | 0 | 0 | 0.5 | 136.4 | 3.9 | 0.3 | 7
Thu, 04.01. 19:00 | 145.5 | 120.7 | 24.8 | 164.9 | 0 | 0 | 0 | 0 | 0.4 | 124.4 | 4.5 | 0.3 | 7
Thu, 04.01. 20:00 | 153.2 | 127.2 | 26 | 171.6 | 0 | 0 | 0 | 0 | 0.4 | 107.4 | 4.9 | 0.3 | 7
Thu, 04.01. 21:00 | 150 | 127.1 | 22.9 | 168.1 | 0 | 0 | 0 | 0 | 0.3 | 88.6 | 4.9 | 0.3 | 6
Thu, 04.01. 22:00 | 85.5 | 73.2 | 12.3 | 110.1 | 0 | 0 | 0 | 0 | 0.3 | 75.8 | 2.6 | 0.3 | 7
Thu, 04.01. 23:00 | 80.1 | 72.1 | 8 | 105.5 | 0 | 0 | 0 | 0 | 0.3 | 70.4 | 2 | 0.3 | 7
Fri, 05.01. 00:00 | 73.5 | 68.2 | 5.3 | 99.7 | 0 | 0 | 0 | 0 | 0.3 | 37.8 | 1.6 | 0.3 | 7
Fri, 05.01. 01:00 | 69.9 | 67.2 | 2.7 | 96.5 | 0 | 0 | 0 | 0 | 0.3 | 19 | 1.3 | 0.3 | 7
Fri, 05.01. 02:00 | 53.5 | 52.7 | 0.8 | 81.7 | 0 | 0 | 0 | 0 | 0.3 | 9.8 | 0.7 | 0.3 | 8
Fri, 05.01. 03:00 | 59.9 | 59 | 0.9 | 87.7 | 0 | 0 | 0 | 0 | 0.3 | 9.3 | 0.8 | 0.4 | 8
Fri, 05.01. 04:00 | 60 | 57.2 | 2.8 | 88.4 | 0 | 0 | 0 | 0 | 0.3 | 11.6 | 0.8 | 0.4 | 9
Fri, 05.01. 05:00 | 98.9 | 90.5 | 8.4 | 124.2 | 0 | 0 | 0 | 0 | 0.3 | 22.9 | 1.9 | 0.4 | 9
Fri, 05.01. 06:00 | 143.3 | 120.3 | 23 | 164.4 | 0 | 0 | 0 | 0 | 0.4 | 41.3 | 4.1 | 0.4 | 9
Fri, 05.01. 07:00 | 202.3 | 173.7 | 28.6 | 218.7 | 0 | 0 | 0 | 0 | 1.2 | 56.9 | 5.5 | 0.4 | 6
Fri, 05.01. 08:00 | 156.5 | 131.5 | 25 | 177.6 | 0 | 0 | 0 | 0 | 2.1 | 49.1 | 3.9 | 0.4 | 7
Fri, 05.01. 09:00 | 138.5 | 113.2 | 25.3 | 161.6 | 0 | 0 | 0 | 0 | 2.4 | 42.2 | 3.1 | 0.4 | 8
Fri, 05.01. 10:00 | 150.7 | 120.8 | 29.9 | 173.3 | 0 | 0 | 0 | 0 | 2.6 | 39.7 | 3.2 | 0.4 | 8
Fri, 05.01. 11:00 | 134.6 | 102.8 | 31.8 | 158.9 | 0 | 0 | 0 | 0 | 2.5 | 42.2 | 2.7 | 0.4 | 9
Fri, 05.01. 12:00 | 114.8 | 86.4 | 28.4 | 140.3 | 0 | 0 | 0 | 0 | 2 | 41.4 | 2.2 | 0.4 | 9
Fri, 05.01. 13:00 | 126.5 | 98.8 | 27.7 | 150.7 | 0 | 0 | 0 | 0 | 1.8 | 51.4 | 2.5 | 0.4 | 8
Fri, 05.01. 14:00 | 130.6 | 104.3 | 26.3 | 154.4 | 0 | 0 | 0 | 0 | 1.9 | 64.4 | 2.6 | 0.4 | 8
Fri, 05.01. 15:00 | 124.9 | 100.5 | 24.4 | 148.8 | 0 | 0 | 0 | 0 | 1.7 | 77.7 | 2.5 | 0.4 | 8
Fri, 05.01. 16:00 | 124.3 | 100.8 | 23.5 | 147.8 | 0 | 0 | 0 | 0 | 1.4 | 108.1 | 2.7 | 0.4 | 8
Fri, 05.01. 17:00 | 154.2 | 129.7 | 24.5 | 173.7 | 0 | 0 | 0 | 0 | 0.9 | 127.4 | 4 | 0.4 | 5
Fri, 05.01. 18:00 | 169.3 | 143.5 | 25.8 | 187.1 | 0 | 0 | 0 | 0 | 0.6 | 144.7 | 4.6 | 0.4 | 5
Fri, 05.01. 19:00 | 177.2 | 149.6 | 27.6 | 193.7 | 0 | 0 | 0 | 0 | 0.4 | 138.8 | 5.5 | 0.4 | 5
Fri, 05.01. 20:00 | 172.7 | 145.8 | 26.9 | 189.1 | 0 | 0 | 0 | 0 | 0.4 | 110.7 | 5.5 | 0.4 | 5
Fri, 05.01. 21:00 | 161.9 | 137.7 | 24.2 | 179 | 0 | 0 | 0 | 0 | 0.3 | 93.2 | 5.3 | 0.4 | 5
Fri, 05.01. 22:00 | 98.4 | 86.8 | 11.6 | 121.4 | 0 | 0 | 0 | 0 | 0.3 | 71.1 | 2.9 | 0.4 | 5
Fri, 05.01. 23:00 | 114.4 | 107.1 | 7.3 | 135.8 | 0 | 0 | 0 | 0 | 0.3 | 64.4 | 3 | 0.4 | 3
Sat, 06.01. 00:00 | 97.5 | 91.7 | 5.8 | 120.8 | 0 | 0 | 0 | 0 | 0.3 | 55.2 | 2.3 | 0.4 | 5
Sat, 06.01. 01:00 | 96.3 | 93.1 | 3.2 | 119.9 | 0 | 0 | 0 | 0 | 0.3 | 31.9 | 2 | 0.4 | 5
Sat, 06.01. 02:00 | 99.2 | 97.4 | 1.8 | 122.2 | 0 | 0 | 0 | 0 | 0.3 | 19 | 2.1 | 0.4 | 4
Sat, 06.01. 03:00 | 90.6 | 89.8 | 0.8 | 114.7 | 0 | 0 | 0 | 0 | 0.3 | 11.4 | 1.7 | 0.4 | 5
Sat, 06.01. 04:00 | 113.8 | 112.1 | 1.7 | 136.2 | 0 | 0 | 0 | 0 | 0.3 | 11.6 | 2.2 | 0.4 | 5
Sat, 06.01. 05:00 | 149.2 | 147.3 | 1.9 | 168.3 | 0 | 0 | 0 | 0 | 0.3 | 12.5 | 2.9 | 0.4 | 5
Sat, 06.01. 06:00 | 175.4 | 172.7 | 2.7 | 191.8 | 0 | 0 | 0 | 0 | 0.3 | 12.1 | 3.4 | 0.4 | 6
Sat, 06.01. 07:00 | 170.8 | 164.9 | 5.9 | 189.2 | 0 | 0 | 0 | 0 | 0.4 | 13.4 | 3.1 | 0.4 | 7
Sat, 06.01. 08:00 | 165.6 | 151.3 | 14.3 | 184.8 | 0 | 0 | 0 | 0 | 0.6 | 18.8 | 3.7 | 0.4 | 7
Sat, 06.01. 09:00 | 178.2 | 149.7 | 28.5 | 195.8 | 0 | 0 | 0 | 0 | 0.7 | 26.5 | 5.2 | 0.4 | 7
Sat, 06.01. 10:00 | 171.5 | 139.5 | 32 | 189.6 | 0 | 0 | 0 | 0 | 0.7 | 47.3 | 5.3 | 0.4 | 7
Sat, 06.01. 11:00 | 169.5 | 134.7 | 34.8 | 187.9 | 0 | 0 | 0 | 0 | 0.7 | 56.9 | 5.3 | 0.4 | 7
Sat, 06.01. 12:00 | 153 | 121.7 | 31.3 | 173 | 0 | 0 | 0 | 0 | 0.6 | 72.2 | 4.5 | 0.4 | 7
Sat, 06.01. 13:00 | 161.7 | 132.8 | 28.9 | 180.8 | 0 | 0 | 0 | 0 | 0.6 | 84.2 | 4.4 | 0.4 | 6
Sat, 06.01. 14:00 | 166.4 | 137.8 | 28.6 | 185.4 | 0 | 0 | 0 | 0 | 0.6 | 87.2 | 4.3 | 0.4 | 6
Sat, 06.01. 15:00 | 164 | 137.9 | 26.1 | 183 | 0 | 0 | 0 | 0 | 0.6 | 81.8 | 4 | 0.4 | 6
Sat, 06.01. 16:00 | 155 | 131 | 24 | 174.4 | 0 | 0 | 0 | 0 | 0.5 | 77.8 | 3.8 | 0.4 | 6
Sat, 06.01. 17:00 | 167.4 | 142 | 25.4 | 185.1 | 0 | 0 | 0 | 0 | 0.4 | 85 | 4.4 | 0.4 | 6
Sat, 06.01. 18:00 | 167.7 | 144.7 | 23 | 184.9 | 0 | 0 | 0 | 0 | 0.3 | 86.8 | 4.6 | 0.4 | 6
Sat, 06.01. 19:00 | 166.4 | 145 | 21.4 | 183.2 | 0 | 0 | 0 | 0 | 0.3 | 80.2 | 4.8 | 0.4 | 6
Sat, 06.01. 20:00 | 173.6 | 153.2 | 20.4 | 189.3 | 0 | 0 | 0 | 0 | 0.3 | 74 | 5.1 | 0.4 | 6
Sat, 06.01. 21:00 | 168.2 | 152.8 | 15.4 | 184 | 0 | 0 | 0 | 0 | 0.3 | 66.4 | 4.8 | 0.4 | 5
Sat, 06.01. 22:00 | 105.1 | 93.9 | 11.2 | 127.3 | 0 | 0 | 0 | 0 | 0.3 | 59.2 | 3.1 | 0.4 | 5
Sat, 06.01. 23:00 | 116.7 | 108.4 | 8.3 | 137.8 | 0 | 0 | 0 | 0 | 0.3 | 63.2 | 3.1 | 0.4 | 4
Sun, 07.01. 00:00 | 97.6 | 92.5 | 5.1 | 120.5 | 0 | 0 | 0 | 0 | 0.2 | 59.8 | 2.4 | 0.4 | 4
Sun, 07.01. 01:00 | 105 | 101.8 | 3.2 | 127.3 | 0 | 0 | 0 | 0 | 0.3 | 54.7 | 2.4 | 0.4 | 4
Sun, 07.01. 02:00 | 90.2 | 88.4 | 1.8 | 114.2 | 0 | 0 | 0 | 0 | 0.3 | 36.6 | 1.8 | 0.4 | 5
Sun, 07.01. 03:00 | 93 | 92.2 | 0.8 | 116.8 | 0 | 0 | 0 | 0 | 0.3 | 18.5 | 1.8 | 0.4 | 5
Sun, 07.01. 04:00 | 107.4 | 105.5 | 1.9 | 130 | 0 | 0 | 0 | 0 | 0.3 | 11.9 | 2.1 | 0.4 | 5
Sun, 07.01. 05:00 | 128.2 | 126.3 | 1.9 | 148.7 | 0 | 0 | 0 | 0 | 0.3 | 9.2 | 2.5 | 0.4 | 6
Sun, 07.01. 06:00 | 169.2 | 166.4 | 2.8 | 185.5 | 0 | 0 | 0 | 0 | 0.3 | 10.2 | 3.3 | 0.4 | 7
Sun, 07.01. 07:00 | 172.3 | 166.4 | 5.9 | 189.2 | 0 | 0 | 0 | 0 | 0.3 | 11.3 | 3.5 | 0.4 | 7
Sun, 07.01. 08:00 | 163.7 | 148.8 | 14.9 | 182.1 | 0 | 0 | 0 | 0 | 0.4 | 12 | 3.9 | 0.4 | 8
Sun, 07.01. 09:00 | 137.7 | 112.7 | 25 | 158.1 | 0 | 0 | 0 | 0 | 0.3 | 12.5 | 4.4 | 0.4 | 9
Sun, 07.01. 10:00 | 135.3 | 108.2 | 27.1 | 155.9 | 0 | 0 | 0 | 0 | 0.3 | 14.9 | 4.6 | 0.4 | 9
Sun, 07.01. 11:00 | 138.8 | 109.6 | 29.2 | 159 | 0 | 0 | 0 | 0 | 0.4 | 22.5 | 4.8 | 0.4 | 9
Sun, 07.01. 12:00 | 141.9 | 115.6 | 26.3 | 161.6 | 0 | 0 | 0 | 0 | 0.3 | 32 | 4.7 | 0.4 | 8
Sun, 07.01. 13:00 | 140.8 | 118.5 | 22.3 | 160.8 | 0 | 0 | 0 | 0 | 0.4 | 44.8 | 4.2 | 0.4 | 8
Sun, 07.01. 14:00 | 123.7 | 107.2 | 16.5 | 144.9 | 0 | 0 | 0 | 0 | 0.3 | 52.2 | 3.5 | 0.4 | 7
Sun, 07.01. 15:00 | 157.3 | 140.2 | 17.1 | 175.3 | 0 | 0 | 0 | 0 | 0.3 | 58.2 | 4.3 | 0.4 | 6
Sun, 07.01. 16:00 | 140 | 124.2 | 15.8 | 159.5 | 0 | 0 | 0 | 0 | 0.3 | 62.9 | 3.8 | 0.4 | 7
Sun, 07.01. 17:00 | 158.9 | 141.3 | 17.6 | 175.9 | 0 | 0 | 0 | 0 | 0.3 | 69.8 | 4.5 | 0.4 | 6
Sun, 07.01. 18:00 | 168.2 | 149 | 19.2 | 184.2 | 0 | 0 | 0 | 0 | 0.3 | 88.3 | 5 | 0.4 | 6
Sun, 07.01. 19:00 | 176.7 | 156.1 | 20.6 | 191.5 | 0 | 0 | 0 | 0 | 0.3 | 94.9 | 5.3 | 0.4 | 6
Sun, 07.01. 20:00 | 167.7 | 149.2 | 18.5 | 183.2 | 0 | 0 | 0 | 0 | 0.3 | 83.6 | 5 | 0.4 | 6
Sun, 07.01. 21:00 | 152.6 | 137.7 | 14.9 | 169.4 | 0 | 0 | 0 | 0 | 0.3 | 67 | 4.5 | 0.4 | 6
Sun, 07.01. 22:00 | 94.1 | 83.1 | 11 | 117.3 | 0 | 0 | 0 | 0 | 0.3 | 53.4 | 2.8 | 0.4 | 6
Sun, 07.01. 23:00 | 76.9 | 69.4 | 7.5 | 102.4 | 0 | 0 | 0 | 0 | 0.3 | 45.9 | 2 | 0.4 | 7
Mon, 08.01. 00:00 | 74.3 | 69.1 | 5.2 | 100.4 | 0 | 0 | 0 | 0 | 0.3 | 37.5 | 1.6 | 0.4 | 7
Mon, 08.01. 01:00 | 70.9 | 68.2 | 2.7 | 97.4 | 0 | 0 | 0 | 0 | 0.3 | 18.9 | 1.3 | 0.4 | 7
Mon, 08.01. 02:00 | 64.6 | 63.8 | 0.8 | 91.6 | 0 | 0 | 0 | 0 | 0.3 | 9.8 | 1 | 0.4 | 7
Mon, 08.01. 03:00 | 64.3 | 63.6 | 0.7 | 91.3 | 0 | 0 | 0 | 0 | 0.2 | 8.2 | 1 | 0.4 | 7
Mon, 08.01. 04:00 | 85.2 | 82.4 | 2.8 | 110.8 | 0 | 0 | 0 | 0 | 0.3 | 11.8 | 1.4 | 0.4 | 7
Mon, 08.01. 05:00 | 145.8 | 137 | 8.8 | 166 | 0 | 0 | 0 | 0 | 0.3 | 24 | 3.1 | 0.4 | 6
Mon, 08.01. 06:00 | 180.5 | 158.3 | 22.2 | 197.1 | 0 | 0 | 0 | 0 | 0.3 | 40 | 5.1 | 0.4 | 6
Mon, 08.01. 07:00 | 203.1 | 176.2 | 26.9 | 219.1 | 0 | 0 | 0 | 0 | 1.2 | 53.8 | 5.4 | 0.4 | 6
Mon, 08.01. 08:00 | 182.4 | 156.5 | 25.9 | 200.9 | 0 | 0 | 0 | 0 | 2.2 | 50.7 | 4.5 | 0.4 | 6
Mon, 08.01. 09:00 | 184 | 156.2 | 27.8 | 202.7 | 0 | 0 | 0 | 0 | 2.6 | 46.2 | 4.3 | 0.4 | 6
Mon, 08.01. 10:00 | 161.8 | 133.6 | 28.2 | 182.7 | 0 | 0 | 0 | 0 | 2.5 | 37.4 | 3.5 | 0.4 | 7
Mon, 08.01. 11:00 | 164 | 132.6 | 31.4 | 185 | 0 | 0 | 0 | 0 | 2.5 | 41.9 | 3.4 | 0.4 | 7
Mon, 08.01. 12:00 | 154.2 | 123.4 | 30.8 | 175.9 | 0 | 0 | 0 | 0 | 2.1 | 45.1 | 3.2 | 0.4 | 7
Mon, 08.01. 13:00 | 144 | 116.3 | 27.7 | 166.4 | 0 | 0 | 0 | 0 | 1.8 | 51.4 | 2.9 | 0.4 | 7
Mon, 08.01. 14:00 | 155.1 | 127.8 | 27.3 | 176.5 | 0 | 0 | 0 | 0 | 2 | 66.9 | 3.2 | 0.4 | 7
Mon, 08.01. 15:00 | 145.8 | 121 | 24.8 | 167.7 | 0 | 0 | 0 | 0 | 1.7 | 79.3 | 3 | 0.4 | 7
Mon, 08.01. 16:00 | 159.6 | 135.1 | 24.5 | 179.3 | 0 | 0 | 0 | 0 | 1.5 | 112.4 | 3.6 | 0.4 | 6
Mon, 08.01. 17:00 | 159 | 133.3 | 25.7 | 178.1 | 0 | 0 | 0 | 0 | 0.9 | 134.1 | 4 | 0.4 | 6
Mon, 08.01. 18:00 | 164.9 | 139.4 | 25.5 | 183 | 0 | 0 | 0 | 0 | 0.6 | 143.3 | 4.5 | 0.4 | 6
Mon, 08.01. 19:00 | 165.1 | 139.1 | 26 | 182.4 | 0 | 0 | 0 | 0 | 0.4 | 130.9 | 5.1 | 0.4 | 6
Mon, 08.01. 20:00 | 170.5 | 143.6 | 26.9 | 186.9 | 0 | 0 | 0 | 0 | 0.4 | 110.7 | 5.5 | 0.4 | 6
Mon, 08.01. 21:00 | 165.1 | 141.7 | 23.4 | 181.5 | 0 | 0 | 0 | 0 | 0.3 | 90.5 | 5.4 | 0.4 | 5
Mon, 08.01. 22:00 | 95.4 | 83.3 | 12.1 | 118.8 | 0 | 0 | 0 | 0 | 0.3 | 75 | 2.8 | 0.4 | 6
Mon, 08.01. 23:00 | 85.1 | 77.7 | 7.4 | 109.7 | 0 | 0 | 0 | 0 | 0.3 | 65.1 | 2.2 | 0.4 | 6
Tue, 09.01. 00:00 | 78.3 | 73.4 | 4.9 | 103.7 | 0 | 0 | 0 | 0 | 0.3 | 35.3 | 1.8 | 0.4 | 6
Tue, 09.01. 01:00 | 74 | 71.4 | 2.6 | 99.8 | 0 | 0 | 0 | 0 | 0.3 | 17.5 | 1.4 | 0.4 | 6
Tue, 09.01. 02:00 | 93.1 | 92.2 | 0.9 | 117.3 | 0 | 0 | 0 | 0 | 0.3 | 11 | 1.7 | 0.4 | 5
Tue, 09.01. 03:00 | 92.3 | 91.4 | 0.9 | 116.4 | 0 | 0 | 0 | 0 | 0.3 | 9.3 | 1.7 | 0.4 | 5
Tue, 09.01. 04:00 | 104 | 101.2 | 2.8 | 127.6 | 0 | 0 | 0 | 0 | 0.3 | 12 | 2 | 0.4 | 5
Tue, 09.01. 05:00 | 117.2 | 109.4 | 7.8 | 140 | 0 | 0 | 0 | 0 | 0.3 | 21 | 2.5 | 0.4 | 6
Tue, 09.01. 06:00 | 176.9 | 152.7 | 24.2 | 194.5 | 0 | 0 | 0 | 0 | 0.4 | 43.5 | 5.1 | 0.4 | 6
Tue, 09.01. 07:00 | 189.1 | 161.3 | 27.8 | 206.7 | 0 | 0 | 0 | 0 | 1.2 | 55.3 | 5.1 | 0.4 | 6
Tue, 09.01. 08:00 | 160.3 | 133.6 | 26.7 | 181.3 | 0 | 0 | 0 | 0 | 2.2 | 52.2 | 4 | 0.4 | 7
Tue, 09.01. 09:00 | 158.8 | 130.7 | 28.1 | 180.2 | 0 | 0 | 0 | 0 | 2.6 | 46.6 | 3.7 | 0.4 | 7
Tue, 09.01. 10:00 | 138.3 | 109.8 | 28.5 | 161.8 | 0 | 0 | 0 | 0 | 2.5 | 37.8 | 3 | 0.4 | 8
Tue, 09.01. 11:00 | 139.2 | 107.8 | 31.4 | 162.8 | 0 | 0 | 0 | 0 | 2.5 | 41.9 | 2.8 | 0.4 | 8
Tue, 09.01. 12:00 | 119.2 | 88.6 | 30.6 | 144.7 | 0 | 0 | 0 | 0 | 2.1 | 44.6 | 2.3 | 0.4 | 9
Tue, 09.01. 13:00 | 119.2 | 89.6 | 29.6 | 144.6 | 0 | 0 | 0 | 0 | 2 | 54.7 | 2.3 | 0.4 | 9
Tue, 09.01. 14:00 | 119.6 | 92.3 | 27.3 | 145 | 0 | 0 | 0 | 0 | 2 | 66.9 | 2.3 | 0.4 | 9
Tue, 09.01. 15:00 | 108.8 | 84.6 | 24.2 | 134.5 | 0 | 0 | 0 | 0 | 1.7 | 76.9 | 2.1 | 0.4 | 9
Tue, 09.01. 16:00 | 107.8 | 84.5 | 23.3 | 133.2 | 0 | 0 | 0 | 0 | 1.4 | 107 | 2.3 | 0.4 | 9
Tue, 09.01. 17:00 | 106.5 | 82.3 | 24.2 | 131.4 | 0 | 0 | 0 | 0 | 0.9 | 126.1 | 2.7 | 0.5 | 9
Tue, 09.01. 18:00 | 117.5 | 92 | 25.5 | 141 | 0 | 0 | 0 | 0 | 0.6 | 143.3 | 3.2 | 0.5 | 9
Tue, 09.01. 19:00 | 131.8 | 105.2 | 26.6 | 153.2 | 0 | 0 | 0 | 0 | 0.4 | 133.6 | 4.2 | 0.5 | 8
Tue, 09.01. 20:00 | 126.7 | 101.2 | 25.5 | 148.2 | 0 | 0 | 0 | 0 | 0.3 | 105.3 | 4.2 | 0.5 | 8
Tue, 09.01. 21:00 | 118.7 | 95.5 | 23.2 | 140.6 | 0 | 0 | 0 | 0 | 0.3 | 89.6 | 4 | 0.5 | 8
Tue, 09.01. 22:00 | 79.3 | 65.6 | 13.7 | 104.9 | 0 | 0 | 0 | 0 | 0.3 | 84.2 | 2.5 | 0.5 | 8
Tue, 09.01. 23:00 | 63.6 | 55.9 | 7.7 | 90.8 | 0 | 0 | 0 | 0 | 0.3 | 67.7 | 1.6 | 0.5 | 8
Wed, 10.01. 00:00 | 57.9 | 52.9 | 5 | 85.7 | 0 | 0 | 0 | 0 | 0.3 | 36 | 1.2 | 0.5 | 8
Wed, 10.01. 01:00 | 54.2 | 51.6 | 2.6 | 82.4 | 0 | 0 | 0 | 0 | 0.3 | 17.9 | 0.9 | 0.5 | 8
Wed, 10.01. 02:00 | 53.8 | 53 | 0.8 | 82 | 0 | 0 | 0 | 0 | 0.3 | 10.2 | 0.7 | 0.5 | 8
Wed, 10.01. 03:00 | 72.9 | 72 | 0.9 | 99.3 | 0 | 0 | 0 | 0 | 0.3 | 9.7 | 1.1 | 0.5 | 7
Wed, 10.01. 04:00 | 81 | 78.2 | 2.8 | 107.1 | 0 | 0 | 0 | 0 | 0.3 | 12 | 1.4 | 0.5 | 7
Wed, 10.01. 05:00 | 119 | 111.1 | 7.9 | 141.7 | 0 | 0 | 0 | 0 | 0.3 | 21.7 | 2.5 | 0.5 | 6
Wed, 10.01. 06:00 | 205.2 | 181.2 | 24 | 219.5 | 0 | 0 | 0 | 0 | 0.4 | 43 | 6 | 0.5 | 3
Wed, 10.01. 07:00 | 189.6 | 162.9 | 26.7 | 206.8 | 0 | 0 | 0 | 0 | 1.2 | 53.2 | 5.2 | 0.5 | 5
Wed, 10.01. 08:00 | 166.7 | 140.3 | 26.4 | 186.8 | 0 | 0 | 0 | 0 | 2.2 | 51.7 | 4.2 | 0.5 | 6
Wed, 10.01. 09:00 | 148.7 | 122 | 26.7 | 170.8 | 0 | 0 | 0 | 0 | 2.5 | 44.4 | 3.4 | 0.5 | 7
Wed, 10.01. 10:00 | 147 | 118.5 | 28.5 | 169.4 | 0 | 0 | 0 | 0 | 2.5 | 37.8 | 3.2 | 0.6 | 7
Wed, 10.01. 11:00 | 120.8 | 90.6 | 30.2 | 146.1 | 0 | 0 | 0 | 0 | 2.4 | 40.2 | 2.4 | 0.6 | 9
Wed, 10.01. 12:00 | 114.3 | 81.5 | 32.8 | 140.8 | 0 | 0 | 0 | 0 | 2.3 | 47.9 | 2.2 | 0.6 | 10
Wed, 10.01. 13:00 | 111.2 | 83.1 | 28.1 | 137.1 | 0 | 0 | 0 | 0 | 1.9 | 51.9 | 2.1 | 0.6 | 9
Wed, 10.01. 14:00 | 119.7 | 91.8 | 27.9 | 145.1 | 0 | 0 | 0 | 0 | 2 | 68.2 | 2.3 | 0.6 | 9
Wed, 10.01. 15:00 | 109.8 | 87.3 | 22.5 | 135.1 | 0 | 0 | 0 | 0 | 1.6 | 72.1 | 2.2 | 0.6 | 8
Wed, 10.01. 16:00 | 106.9 | 83.4 | 23.5 | 132.4 | 0 | 0 | 0 | 0 | 1.4 | 108.1 | 2.2 | 0.6 | 9
Wed, 10.01. 17:00 | 122.2 | 96.5 | 25.7 | 145.6 | 0 | 0 | 0 | 0 | 0.9 | 134.1 | 3.1 | 0.6 | 8
Wed, 10.01. 18:00 | 132.6 | 105.8 | 26.8 | 154.8 | 0 | 0 | 0 | 0 | 0.6 | 150.2 | 3.6 | 0.6 | 8
Wed, 10.01. 19:00 | 128.1 | 101.8 | 26.3 | 149.9 | 0 | 0 | 0 | 0 | 0.4 | 132.2 | 4 | 0.6 | 8
Wed, 10.01. 20:00 | 129.5 | 102.9 | 26.6 | 150.8 | 0 | 0 | 0 | 0 | 0.4 | 109.6 | 4.3 | 0.6 | 8
Wed, 10.01. 21:00 | 123.7 | 99.1 | 24.6 | 145.3 | 0 | 0 | 0 | 0 | 0.3 | 95.1 | 4.2 | 0.6 | 8
Wed, 10.01. 22:00 | 72 | 59.5 | 12.5 | 98.3 | 0 | 0 | 0 | 0 | 0.3 | 77.3 | 2.2 | 0.6 | 8
Wed, 10.01. 23:00 | 61.9 | 54.4 | 7.5 | 89.2 | 0 | 0 | 0 | 0 | 0.3 | 66.4 | 1.6 | 0.6 | 8
Thu, 11.01. 00:00 | 57.1 | 51.9 | 5.2 | 85 | 0 | 0 | 0 | 0 | 0.3 | 37.5 | 1.2 | 0.6 | 8
Thu, 11.01. 01:00 | 52.1 | 49.5 | 2.6 | 80.6 | 0 | 0 | 0 | 0 | 0.3 | 18.3 | 0.9 | 0.6 | 8
Thu, 11.01. 02:00 | 51.4 | 50.6 | 0.8 | 80 | 0 | 0 | 0 | 0 | 0.3 | 10.4 | 0.6 | 0.6 | 8
Thu, 11.01. 03:00 | 51.6 | 50.8 | 0.8 | 80.2 | 0 | 0 | 0 | 0 | 0.3 | 8.8 | 0.6 | 0.6 | 8
Thu, 11.01. 04:00 | 61.5 | 58.7 | 2.8 | 89.6 | 0 | 0 | 0 | 0 | 0.3 | 11.6 | 0.9 | 0.6 | 8
Thu, 11.01. 05:00 | 88.2 | 79.8 | 8.4 | 114.7 | 0 | 0 | 0 | 0 | 0.3 | 22.9 | 1.7 | 0.7 | 8
Thu, 11.01. 06:00 | 135.9 | 109.9 | 26 | 158.9 | 0 | 0 | 0 | 0 | 0.4 | 46.9 | 4 | 0.7 | 8
Thu, 11.01. 07:00 | 118.5 | 92.1 | 26.4 | 143.7 | 0 | 0 | 0 | 0 | 1.2 | 52.7 | 3.4 | 0.7 | 9
Thu, 11.01. 08:00 | 114.3 | 87.4 | 26.9 | 140.2 | 0 | 0 | 0 | 0 | 2.2 | 52.7 | 3 | 0.8 | 9
Thu, 11.01. 09:00 | 106 | 79.5 | 26.5 | 132.6 | 0 | 0 | 0 | 0 | 2.5 | 44 | 2.4 | 0.8 | 9
Thu, 11.01. 10:00 | 89.6 | 62.7 | 26.9 | 117.9 | 0 | 0 | 0 | 0 | 2.4 | 35.6 | 1.9 | 0.8 | 10
Thu, 11.01. 11:00 | 102.1 | 68.9 | 33.2 | 130.1 | 0 | 0 | 0 | 0 | 2.6 | 44.3 | 2 | 0.8 | 10
Thu, 11.01. 12:00 | 93.8 | 62 | 31.8 | 122.3 | 0 | 0 | 0 | 0 | 2.2 | 46.5 | 1.8 | 0.8 | 10
Thu, 11.01. 13:00 | 93.3 | 62.6 | 30.7 | 121.7 | 0 | 0 | 0 | 0 | 2 | 56.8 | 1.8 | 0.8 | 10
Thu, 11.01. 14:00 | 81.5 | 56.6 | 24.9 | 110.2 | 0 | 0 | 0 | 0 | 1.8 | 61.2 | 1.5 | 0.8 | 10
Thu, 11.01. 15:00 | 89.2 | 65.6 | 23.6 | 116.8 | 0 | 0 | 0 | 0 | 1.6 | 75.3 | 1.7 | 0.8 | 9
Thu, 11.01. 16:00 | 90.9 | 67.4 | 23.5 | 118.2 | 0 | 0 | 0 | 0 | 1.4 | 108.1 | 1.9 | 0.8 | 9
Thu, 11.01. 17:00 | 93.3 | 67.9 | 25.4 | 119.9 | 0 | 0 | 0 | 0 | 0.9 | 132.8 | 2.4 | 0.8 | 9
Thu, 11.01. 18:00 | 97.9 | 72.1 | 25.8 | 124 | 0 | 0 | 0 | 0 | 0.6 | 144.7 | 2.7 | 0.8 | 9
Thu, 11.01. 19:00 | 99 | 72.4 | 26.6 | 124.4 | 0 | 0 | 0 | 0 | 0.4 | 133.6 | 3.3 | 0.9 | 9
Thu, 11.01. 20:00 | 98 | 71.7 | 26.3 | 123.2 | 0 | 0 | 0 | 0 | 0.4 | 108.5 | 3.5 | 0.9 | 9
Thu, 11.01. 21:00 | 80.9 | 59.8 | 21.1 | 107 | 0 | 0 | 0 | 0 | 0.3 | 81.3 | 2.9 | 0.9 | 9
Thu, 11.01. 22:00 | 58.2 | 45.2 | 13 | 86.1 | 0 | 0 | 0 | 0 | 0.3 | 80.4 | 1.9 | 0.9 | 9
Thu, 11.01. 23:00 | 49.1 | 41.3 | 7.8 | 77.9 | 0 | 0 | 0 | 0 | 0.3 | 68.4 | 1.3 | 0.9 | 9
Fri, 12.01. 00:00 | 45.5 | 40.6 | 4.9 | 74.6 | 0 | 0 | 0 | 0 | 0.3 | 35.3 | 0.9 | 0.9 | 9
Fri, 12.01. 01:00 | 41.8 | 39.3 | 2.5 | 71.1 | 0 | 0 | 0 | 0 | 0.3 | 17.3 | 0.6 | 0.9 | 9
Fri, 12.01. 02:00 | 42.5 | 41.7 | 0.8 | 72 | 0 | 0 | 0 | 0 | 0.3 | 10.2 | 0.4 | 0.9 | 9
Fri, 12.01. 03:00 | 45.4 | 44.6 | 0.8 | 74.7 | 0 | 0 | 0 | 0 | 0.3 | 9.1 | 0.5 | 0.9 | 9
Fri, 12.01. 04:00 | 64.8 | 62.1 | 2.7 | 92.4 | 0 | 0 | 0 | 0 | 0.3 | 11.3 | 1 | 0.9 | 8
Fri, 12.01. 05:00 | 100.6 | 92.2 | 8.4 | 125.6 | 0 | 0 | 0 | 0 | 0.3 | 22.9 | 2 | 0.9 | 8
Fri, 12.01. 06:00 | 142.4 | 118.9 | 23.5 | 163.7 | 0 | 0 | 0 | 0 | 0.4 | 42.2 | 4.1 | 0.9 | 8
Fri, 12.01. 07:00 | 154.6 | 127.4 | 27.2 | 176 | 0 | 0 | 0 | 0 | 1.2 | 54.3 | 4.2 | 1 | 8
Fri, 12.01. 08:00 | 139.5 | 113.4 | 26.1 | 162.4 | 0 | 0 | 0 | 0 | 2.2 | 51.2 | 3.5 | 1 | 8
Fri, 12.01. 09:00 | 138.2 | 110.7 | 27.5 | 161.6 | 0 | 0 | 0 | 0 | 2.6 | 45.7 | 3.2 | 1 | 8
Fri, 12.01. 10:00 | 117.9 | 90.2 | 27.7 | 143.3 | 0 | 0 | 0 | 0 | 2.4 | 36.7 | 2.5 | 1 | 9
Fri, 12.01. 11:00 | 128.4 | 95.4 | 33 | 153.5 | 0 | 0 | 0 | 0 | 2.6 | 43.9 | 2.6 | 1 | 9
Fri, 12.01. 12:00 | 129.9 | 98.1 | 31.8 | 154.3 | 0 | 0 | 0 | 0 | 2.2 | 46.5 | 2.6 | 1 | 8
Fri, 12.01. 13:00 | 122.4 | 93.4 | 29 | 147.1 | 0 | 0 | 0 | 0 | 1.9 | 53.5 | 2.4 | 1.1 | 8
Fri, 12.01. 14:00 | 110 | 83.7 | 26.3 | 136 | 0 | 0 | 0 | 0 | 1.9 | 64.4 | 2.1 | 1.1 | 9
Fri, 12.01. 15:00 | 103.9 | 79.7 | 24.2 | 130.1 | 0 | 0 | 0 | 0 | 1.7 | 76.9 | 2 | 1.1 | 9
Fri, 12.01. 16:00 | 131 | 104.2 | 26.8 | 154.5 | 0 | 0 | 0 | 0 | 1.6 | 123.3 | 2.8 | 1.1 | 8
Fri, 12.01. 17:00 | 117.8 | 92.4 | 25.4 | 141.5 | 0 | 0 | 0 | 0 | 0.9 | 132.8 | 3 | 1.1 | 8
Fri, 12.01. 18:00 | 138.2 | 111.9 | 26.3 | 159.6 | 0 | 0 | 0 | 0 | 0.6 | 147.5 | 3.8 | 1.1 | 7
Fri, 12.01. 19:00 | 127.6 | 102.8 | 24.8 | 149.2 | 0 | 0 | 0 | 0 | 0.4 | 124.4 | 4 | 1.1 | 7
Fri, 12.01. 20:00 | 145.4 | 119.4 | 26 | 164.8 | 0 | 0 | 0 | 0 | 0.4 | 107.4 | 4.7 | 1.1 | 6
Fri, 12.01. 21:00 | 132.2 | 109.4 | 22.8 | 152.4 | 0 | 0 | 0 | 0 | 0.3 | 87.7 | 4.4 | 1.1 | 6
Fri, 12.01. 22:00 | 108 | 95 | 13 | 130.1 | 0 | 0 | 0 | 0 | 0.3 | 80.4 | 3.2 | 1.1 | 5
Fri, 12.01. 23:00 | 93.1 | 85.7 | 7.4 | 116.7 | 0 | 0 | 0 | 0 | 0.3 | 65.7 | 2.4 | 1.1 | 5
Sat, 13.01. 00:00 | 109.2 | 103.6 | 5.6 | 131 | 0 | 0 | 0 | 0 | 0.3 | 54.1 | 2.7 | 1.1 | 4
Sat, 13.01. 01:00 | 124.1 | 120.8 | 3.3 | 144.5 | 0 | 0 | 0 | 0 | 0.3 | 32.5 | 2.9 | 1.1 | 3
Sat, 13.01. 02:00 | 117.2 | 115.2 | 2 | 138.4 | 0 | 0 | 0 | 0 | 0.3 | 21.8 | 2.4 | 1.1 | 4
Sat, 13.01. 03:00 | 111 | 110.1 | 0.9 | 132.8 | 0 | 0 | 0 | 0 | 0.3 | 12.1 | 2.2 | 1.1 | 4
Sat, 13.01. 04:00 | 127.7 | 126 | 1.7 | 148.4 | 0 | 0 | 0 | 0 | 0.3 | 11.3 | 2.6 | 1.2 | 4
Sat, 13.01. 05:00 | 186 | 184 | 2 | 200.8 | 0 | 0 | 0 | 0 | 0.3 | 13.4 | 3.9 | 1.2 | 4
Sat, 13.01. 06:00 | 222.9 | 220.2 | 2.7 | 233.8 | 0 | 0 | 0 | 0 | 0.3 | 12.3 | 4.8 | 1.2 | 4
Sat, 13.01. 07:00 | 225 | 219.1 | 5.9 | 237 | 0 | 0 | 0 | 0 | 0.4 | 13.4 | 4.8 | 1.2 | 4
Sat, 13.01. 08:00 | 216.8 | 202.5 | 14.3 | 230.3 | 0 | 0 | 0 | 0 | 0.6 | 18.8 | 5.2 | 1.2 | 4
Sat, 13.01. 09:00 | 202.2 | 175.9 | 26.3 | 216.6 | 0 | 0 | 0 | 0 | 0.7 | 24.5 | 5.9 | 1.2 | 5
Sat, 13.01. 10:00 | 202 | 171.3 | 30.7 | 216.5 | 0 | 0 | 0 | 0 | 0.7 | 45.5 | 6.1 | 1.2 | 5
Sat, 13.01. 11:00 | 198.3 | 163.1 | 35.2 | 213.4 | 0 | 0 | 0 | 0 | 0.7 | 57.5 | 6 | 1.2 | 6
Sat, 13.01. 12:00 | 188.5 | 155.2 | 33.3 | 204.7 | 0 | 0 | 0 | 0 | 0.6 | 76.9 | 5.5 | 1.2 | 6
Sat, 13.01. 13:00 | 195.9 | 163.6 | 32.3 | 211.8 | 0 | 0 | 0 | 0 | 0.6 | 93.9 | 5.2 | 1.2 | 6
Sat, 13.01. 14:00 | 178.8 | 150.5 | 28.3 | 196.3 | 0 | 0 | 0 | 0 | 0.6 | 86.4 | 4.6 | 1.2 | 6
Sat, 13.01. 15:00 | 165.9 | 141.7 | 24.2 | 184.1 | 0 | 0 | 0 | 0 | 0.5 | 76.1 | 4.1 | 1.2 | 6
Sat, 13.01. 16:00 | 205.6 | 178.2 | 27.4 | 219.9 | 0 | 0 | 0 | 0 | 0.6 | 89.2 | 5.2 | 1.2 | 5
Sat, 13.01. 17:00 | 190.1 | 165.2 | 24.9 | 205 | 0 | 0 | 0 | 0 | 0.4 | 83.3 | 5.1 | 1.3 | 5
Sat, 13.01. 18:00 | 177.4 | 156.6 | 20.8 | 192.9 | 0 | 0 | 0 | 0 | 0.3 | 79 | 4.9 | 1.3 | 5
Sat, 13.01. 19:00 | 199.9 | 177.8 | 22.1 | 212.7 | 0 | 0 | 0 | 0 | 0.3 | 82.8 | 5.8 | 1.3 | 5
Sat, 13.01. 20:00 | 213.9 | 193.5 | 20.4 | 224.7 | 0 | 0 | 0 | 0 | 0.3 | 74 | 6.3 | 1.3 | 4
Sat, 13.01. 21:00 | 206.7 | 190.4 | 16.3 | 217.8 | 0 | 0 | 0 | 0 | 0.3 | 70.4 | 6 | 1.3 | 4
Sat, 13.01. 22:00 | 135.8 | 124.2 | 11.6 | 154.4 | 0 | 0 | 0 | 0 | 0.3 | 61.7 | 4 | 1.3 | 3
Sat, 13.01. 23:00 | 107.5 | 100.1 | 7.4 | 129.4 | 0 | 0 | 0 | 0 | 0.3 | 56.6 | 2.9 | 1.3 | 4
Sun, 14.01. 00:00 | 116.1 | 110.3 | 5.8 | 137 | 0 | 0 | 0 | 0 | 0.3 | 66.3 | 2.9 | 1.3 | 4
Sun, 14.01. 01:00 | 113.9 | 110.7 | 3.2 | 135.2 | 0 | 0 | 0 | 0 | 0.3 | 55.2 | 2.6 | 1.3 | 4
Sun, 14.01. 02:00 | 110 | 108.2 | 1.8 | 131.7 | 0 | 0 | 0 | 0 | 0.3 | 37 | 2.4 | 1.3 | 4
Sun, 14.01. 03:00 | 122.7 | 121.9 | 0.8 | 142.9 | 0 | 0 | 0 | 0 | 0.3 | 18.3 | 2.7 | 1.3 | 3
Sun, 14.01. 04:00 | 144.7 | 142.8 | 1.9 | 162.8 | 0 | 0 | 0 | 0 | 0.3 | 11.9 | 3.3 | 1.3 | 3
Sun, 14.01. 05:00 | 202.8 | 200.9 | 1.9 | 213.8 | 0 | 0 | 0 | 0 | 0.3 | 9.1 | 5 | 1.3 | 2
Sun, 14.01. 06:00 | 272.2 | 269.6 | 2.6 | 274.9 | 0 | 0 | 0 | 0 | 0.3 | 9.7 | 6.9 | 1.3 | 2
Sun, 14.01. 07:00 | 245.2 | 240 | 5.2 | 252.1 | 0 | 0 | 0 | 0 | 0.3 | 10 | 6 | 1.3 | 3
Sun, 14.01. 08:00 | 225.1 | 213 | 12.1 | 234.8 | 0 | 0 | 0 | 0 | 0.3 | 9.7 | 6 | 1.3 | 3
Sun, 14.01. 09:00 | 249.3 | 222.8 | 26.5 | 256.6 | 0 | 0 | 0 | 0 | 0.4 | 13.3 | 7.7 | 1.3 | 4
Sun, 14.01. 10:00 | 235.2 | 206.2 | 29 | 243.9 | 0 | 0 | 0 | 0 | 0.4 | 15.9 | 7.5 | 1.3 | 5
Sun, 14.01. 11:00 | 207.5 | 179.1 | 28.4 | 219.1 | 0 | 0 | 0 | 0 | 0.3 | 21.8 | 6.7 | 1.3 | 6
Sun, 14.01. 12:00 | 199.2 | 171.9 | 27.3 | 211.9 | 0 | 0 | 0 | 0 | 0.4 | 33.3 | 6.2 | 1.3 | 7
Sun, 14.01. 13:00 | 193.8 | 172.5 | 21.3 | 206.9 | 0 | 0 | 0 | 0 | 0.3 | 42.7 | 5.7 | 1.3 | 6
Sun, 14.01. 14:00 | 172.9 | 155.7 | 17.2 | 188.1 | 0 | 0 | 0 | 0 | 0.3 | 54.6 | 4.9 | 1.3 | 6
Sun, 14.01. 15:00 | 189.1 | 172.6 | 16.5 | 202.6 | 0 | 0 | 0 | 0 | 0.3 | 56 | 5.2 | 1.3 | 6
Sun, 14.01. 16:00 | 204.5 | 188.5 | 16 | 215.8 | 0 | 0 | 0 | 0 | 0.3 | 64.2 | 5.7 | 1.3 | 5
Sun, 14.01. 17:00 | 216.1 | 198.2 | 17.9 | 225.7 | 0 | 0 | 0 | 0 | 0.3 | 71.1 | 6.3 | 1.3 | 5
Sun, 14.01. 18:00 | 219 | 201.2 | 17.8 | 227.7 | 0 | 0 | 0 | 0 | 0.3 | 81.6 | 6.6 | 1.3 | 4
Sun, 14.01. 19:00 | 236.5 | 217.9 | 18.6 | 242.8 | 0 | 0 | 0 | 0 | 0.3 | 86 | 7.4 | 1.3 | 3
Sun, 14.01. 20:00 | 272.4 | 253 | 19.4 | 274.4 | 0 | 0 | 0 | 0 | 0.3 | 87.7 | 8.6 | 1.3 | 2
Sun, 14.01. 21:00 | 258.6 | 243.2 | 15.4 | 261.7 | 0 | 0 | 0 | 0 | 0.3 | 69.8 | 8.2 | 1.3 | 1
Sun, 14.01. 22:00 | 174.5 | 162.4 | 12.1 | 188.4 | 0 | 0 | 0 | 0 | 0.3 | 59.1 | 5.4 | 1.3 | 1
Sun, 14.01. 23:00 | 152.6 | 144.9 | 7.7 | 169.3 | 0 | 0 | 0 | 0 | 0.3 | 46.4 | 4.3 | 1.3 | 1
Mon, 15.01. 00:00 | 160.2 | 155.2 | 5 | 176.4 | 0 | 0 | 0 | 0 | 0.3 | 36.4 | 4.3 | 1.3 | 0
Mon, 15.01. 01:00 | 157.2 | 154.5 | 2.7 | 173.8 | 0 | 0 | 0 | 0 | 0.3 | 18.5 | 3.9 | 1.3 | 0
Mon, 15.01. 02:00 | 139.2 | 138.4 | 0.8 | 157.8 | 0 | 0 | 0 | 0 | 0.3 | 9.8 | 3.2 | 1.3 | 1
Mon, 15.01. 03:00 | 144.3 | 143.5 | 0.8 | 162.3 | 0 | 0 | 0 | 0 | 0.3 | 8.7 | 3.3 | 1.3 | 1
Mon, 15.01. 04:00 | 192.6 | 189.6 | 3 | 206.6 | 0 | 0 | 0 | 0 | 0.3 | 12.9 | 4.5 | 1.3 | 1
Mon, 15.01. 05:00 | 259.2 | 250.5 | 8.7 | 266.3 | 0 | 0 | 0 | 0 | 0.3 | 23.6 | 6.6 | 1.3 | 1
Mon, 15.01. 06:00 | 348.7 | 325.2 | 23.5 | 345.6 | 0 | 0 | 0 | 0 | 0.4 | 42.2 | 10.5 | 1.3 | 0
Mon, 15.01. 07:00 | 354 | 328.1 | 25.9 | 353 | 0 | 0 | 0 | 0 | 1.1 | 51.6 | 10.1 | 1.3 | 0
Mon, 15.01. 08:00 | 318 | 293 | 25 | 322 | 0 | 0 | 0 | 0 | 2.1 | 49.1 | 8.5 | 1.3 | 0
Mon, 15.01. 09:00 | 312.7 | 285.5 | 27.2 | 317.6 | 0 | 0 | 0 | 0 | 2.5 | 45.3 | 7.9 | 1.3 | 1
Mon, 15.01. 10:00 | 278.5 | 250 | 28.5 | 287.1 | 0 | 0 | 0 | 0 | 2.5 | 37.8 | 6.6 | 1.3 | 3
Mon, 15.01. 11:00 | 267.3 | 234.4 | 32.9 | 277.8 | 0 | 0 | 0 | 0 | 2.6 | 43.9 | 5.9 | 1.3 | 5
Mon, 15.01. 12:00 | 218.8 | 190.4 | 28.4 | 233.2 | 0 | 0 | 0 | 0 | 2 | 41.4 | 4.8 | 1.3 | 5
Mon, 15.01. 13:00 | 244.4 | 213.9 | 30.5 | 256.6 | 0 | 0 | 0 | 0 | 2 | 56.3 | 5.4 | 1.3 | 5
Mon, 15.01. 14:00 | 225.2 | 199.7 | 25.5 | 238.9 | 0 | 0 | 0 | 0 | 1.9 | 62.5 | 4.9 | 1.3 | 5
Mon, 15.01. 15:00 | 228.2 | 203.4 | 24.8 | 241.1 | 0 | 0 | 0 | 0 | 1.7 | 79.3 | 5.1 | 1.3 | 5
Mon, 15.01. 16:00 | 248.8 | 225.1 | 23.7 | 258.4 | 0 | 0 | 0 | 0 | 1.5 | 109.1 | 6.1 | 1.3 | 3
Mon, 15.01. 17:00 | 256.6 | 232 | 24.6 | 264.2 | 0 | 0 | 0 | 0 | 0.9 | 128.8 | 7 | 1.3 | 2
Mon, 15.01. 18:00 | 270.4 | 246.7 | 23.7 | 275.7 | 0 | 0 | 0 | 0 | 0.5 | 133.6 | 7.9 | 1.3 | 1
Mon, 15.01. 19:00 | 317.1 | 289.7 | 27.4 | 316.4 | 0 | 0 | 0 | 0 | 0.4 | 137.5 | 10.1 | 1.4 | 0
Mon, 15.01. 20:00 | 285 | 260.6 | 24.4 | 286.9 | 0 | 0 | 0 | 0 | 0.3 | 101.1 | 9.4 | 1.4 | 0
Mon, 15.01. 21:00 | 315.1 | 290 | 25.1 | 313.1 | 0 | 0 | 0 | 0 | 0.3 | 96.9 | 10.6 | 1.4 | -1
Mon, 15.01. 22:00 | 209.7 | 196.8 | 12.9 | 220 | 0 | 0 | 0 | 0 | 0.3 | 78.8 | 6.7 | 1.4 | -2
Mon, 15.01. 23:00 | 204.2 | 196.4 | 7.8 | 215.4 | 0 | 0 | 0 | 0 | 0.3 | 68.4 | 6.1 | 1.4 | -3
Tue, 16.01. 00:00 | 211.9 | 206.5 | 5.4 | 222.6 | 0 | 0 | 0 | 0 | 0.3 | 38.9 | 6.1 | 1.4 | -3
Tue, 16.01. 01:00 | 196.8 | 194.1 | 2.7 | 209.2 | 0 | 0 | 0 | 0 | 0.3 | 18.6 | 5.4 | 1.4 | -3
Tue, 16.01. 02:00 | 206.3 | 205.5 | 0.8 | 217.7 | 0 | 0 | 0 | 0 | 0.3 | 10.4 | 5.7 | 1.4 | -4
Tue, 16.01. 03:00 | 200.2 | 199.4 | 0.8 | 212.2 | 0 | 0 | 0 | 0 | 0.3 | 8.6 | 5.5 | 1.4 | -4
Tue, 16.01. 04:00 | 227.6 | 224.9 | 2.7 | 237.6 | 0 | 0 | 0 | 0 | 0.3 | 11.2 | 6.2 | 1.4 | -4
Tue, 16.01. 05:00 | 321.4 | 313.2 | 8.2 | 321.4 | 0 | 0 | 0 | 0 | 0.3 | 22.2 | 9.3 | 1.4 | -4
Tue, 16.01. 06:00 | 458.2 | 433.3 | 24.9 | 442.8 | 0 | 0 | 0 | 0 | 0.4 | 44.7 | 14.8 | 1.4 | -4
Tue, 16.01. 07:00 | 473.2 | 445.2 | 28 | 459.7 | 0 | 0 | 0 | 0 | 1.2 | 55.8 | 14.4 | 1.4 | -4
Tue, 16.01. 08:00 | 399.4 | 373.3 | 26.1 | 395.2 | 0 | 0 | 0 | 0 | 2.2 | 51.2 | 11.3 | 1.4 | -3
Tue, 16.01. 09:00 | 357 | 330.5 | 26.5 | 357.2 | 0 | 0 | 0 | 0 | 2.5 | 44 | 9.4 | 1.4 | -1
Tue, 16.01. 10:00 | 329.6 | 300.2 | 29.4 | 333.2 | 0 | 0 | 0 | 0 | 2.6 | 39 | 8 | 1.4 | 2
Tue, 16.01. 11:00 | 300.7 | 269.9 | 30.8 | 307.2 | 0 | 0 | 0 | 0 | 2.4 | 41 | 7 | 1.4 | 3
Tue, 16.01. 12:00 | 270.6 | 239.1 | 31.5 | 280.3 | 0 | 0 | 0 | 0 | 2.2 | 46 | 6 | 1.4 | 5
Tue, 16.01. 13:00 | 247.9 | 219 | 28.9 | 259.7 | 0 | 0 | 0 | 0 | 1.9 | 53.5 | 5.3 | 1.4 | 6
Tue, 16.01. 14:00 | 253.2 | 227.5 | 25.7 | 264.1 | 0 | 0 | 0 | 0 | 1.9 | 63.1 | 5.6 | 1.4 | 5
Tue, 16.01. 15:00 | 275.9 | 250.1 | 25.8 | 284 | 0 | 0 | 0 | 0 | 1.8 | 82.5 | 6.3 | 1.4 | 4
Tue, 16.01. 16:00 | 294.7 | 270.2 | 24.5 | 299.3 | 0 | 0 | 0 | 0 | 1.5 | 112.4 | 7.5 | 1.4 | 2
Tue, 16.01. 17:00 | 313.7 | 288.3 | 25.4 | 314.8 | 0 | 0 | 0 | 0 | 0.9 | 132.8 | 9 | 1.4 | 0
Tue, 16.01. 18:00 | 332.6 | 307.8 | 24.8 | 330.7 | 0 | 0 | 0 | 0 | 0.6 | 139.1 | 10.1 | 1.4 | -1
Tue, 16.01. 19:00 | 347.3 | 321.8 | 25.5 | 342.7 | 0 | 0 | 0 | 0 | 0.4 | 128.3 | 11.4 | 1.4 | -2
Tue, 16.01. 20:00 | 352.1 | 326.4 | 25.7 | 346.1 | 0 | 0 | 0 | 0 | 0.3 | 106.4 | 11.9 | 1.4 | -2
Tue, 16.01. 21:00 | 336.7 | 313.8 | 22.9 | 331.7 | 0 | 0 | 0 | 0 | 0.3 | 88.6 | 11.7 | 1.4 | -3
Tue, 16.01. 22:00 | 213.9 | 201.4 | 12.5 | 223.8 | 0 | 0 | 0 | 0 | 0.3 | 77.3 | 6.9 | 1.4 | -2
Tue, 16.01. 23:00 | 190.8 | 183.4 | 7.4 | 203.8 | 0 | 0 | 0 | 0 | 0.3 | 65.7 | 5.6 | 1.4 | -2
Wed, 17.01. 00:00 | 187.6 | 182.5 | 5.1 | 201 | 0 | 0 | 0 | 0 | 0.3 | 36.8 | 5.3 | 1.4 | -2
Wed, 17.01. 01:00 | 173.7 | 171.4 | 2.3 | 188.6 | 0 | 0 | 0 | 0 | 0.2 | 16.6 | 4.8 | 1.4 | -3
Wed, 17.01. 02:00 | 208.9 | 208 | 0.9 | 220.1 | 0 | 0 | 0 | 0 | 0.3 | 10.6 | 5.7 | 1.4 | -4
Wed, 17.01. 03:00 | 206.5 | 205.7 | 0.8 | 217.9 | 0 | 0 | 0 | 0 | 0.3 | 8.5 | 5.8 | 1.4 | -5
Wed, 17.01. 04:00 | 238.9 | 236.1 | 2.8 | 247.9 | 0 | 0 | 0 | 0 | 0.3 | 11.9 | 6.5 | 1.4 | -4
Wed, 17.01. 05:00 | 293.1 | 284.9 | 8.2 | 296.4 | 0 | 0 | 0 | 0 | 0.3 | 22.2 | 8.1 | 1.4 | -2
Wed, 17.01. 06:00 | 401.3 | 378.3 | 23 | 392.3 | 0 | 0 | 0 | 0 | 0.4 | 41.3 | 12.8 | 1.4 | -3
Wed, 17.01. 07:00 | 445.7 | 417.1 | 28.6 | 435.5 | 0 | 0 | 0 | 0 | 1.2 | 56.9 | 13.1 | 1.4 | -2
Wed, 17.01. 08:00 | 393.9 | 366.7 | 27.2 | 390.8 | 0 | 0 | 0 | 0 | 2.2 | 53.3 | 10.9 | 1.4 | -2
Wed, 17.01. 09:00 | 354.1 | 326.4 | 27.7 | 355.3 | 0 | 0 | 0 | 0 | 2.6 | 46.2 | 9.1 | 1.4 | 0
Wed, 17.01. 10:00 | 316 | 288 | 28 | 320.7 | 0 | 0 | 0 | 0 | 2.5 | 37.1 | 7.9 | 1.4 | 1
Wed, 17.01. 11:00 | 303.3 | 272.5 | 30.8 | 309.5 | 0 | 0 | 0 | 0 | 2.4 | 41 | 7.3 | 1.4 | 2
Wed, 17.01. 12:00 | 275.9 | 245.4 | 30.5 | 284.9 | 0 | 0 | 0 | 0 | 2.1 | 44.6 | 6.4 | 1.4 | 3
Wed, 17.01. 13:00 | 277.8 | 247.1 | 30.7 | 286.8 | 0 | 0 | 0 | 0 | 2 | 56.8 | 6.3 | 1.4 | 4
Wed, 17.01. 14:00 | 261.7 | 235.5 | 26.2 | 271.9 | 0 | 0 | 0 | 0 | 1.9 | 64.4 | 5.9 | 1.4 | 4
Wed, 17.01. 15:00 | 263.1 | 238.7 | 24.4 | 272.3 | 0 | 0 | 0 | 0 | 1.7 | 77.7 | 6.2 | 1.4 | 3
Wed, 17.01. 16:00 | 298.1 | 272.7 | 25.4 | 302.7 | 0 | 0 | 0 | 0 | 1.6 | 116.8 | 7.6 | 1.4 | 2
Wed, 17.01. 17:00 | 289.1 | 264.2 | 24.9 | 293.1 | 0 | 0 | 0 | 0 | 0.9 | 130.1 | 8.1 | 1.4 | 1
Wed, 17.01. 18:00 | 305.3 | 280.3 | 25 | 306.8 | 0 | 0 | 0 | 0 | 0.6 | 140.5 | 8.9 | 1.4 | 1
Wed, 17.01. 19:00 | 331.6 | 304 | 27.6 | 329.1 | 0 | 0 | 0 | 0 | 0.4 | 138.8 | 10.4 | 1.4 | 1
Wed, 17.01. 20:00 | 347.2 | 319.4 | 27.8 | 342.3 | 0 | 0 | 0 | 0 | 0.4 | 114.9 | 11.4 | 1.4 | 0
Wed, 17.01. 21:00 | 271.7 | 249.9 | 21.8 | 274.2 | 0 | 0 | 0 | 0 | 0.3 | 84.1 | 9 | 1.4 | 1
Wed, 17.01. 22:00 | 191.5 | 178.9 | 12.6 | 204.1 | 0 | 0 | 0 | 0 | 0.3 | 78.1 | 6 | 1.4 | 0
Wed, 17.01. 23:00 | 174.4 | 166.7 | 7.7 | 189.4 | 0 | 0 | 0 | 0 | 0.3 | 68.4 | 4.9 | 1.4 | 0
Thu, 18.01. 00:00 | 165.1 | 159.8 | 5.3 | 181.3 | 0 | 0 | 0 | 0 | 0.3 | 37.8 | 4.4 | 1.4 | 0
Thu, 18.01. 01:00 | 169.7 | 167 | 2.7 | 185.5 | 0 | 0 | 0 | 0 | 0.3 | 18.9 | 4.4 | 1.4 | -1
Thu, 18.01. 02:00 | 166.4 | 165.6 | 0.8 | 182.6 | 0 | 0 | 0 | 0 | 0.3 | 10.4 | 4.1 | 1.4 | -1
Thu, 18.01. 03:00 | 171.8 | 171 | 0.8 | 187.4 | 0 | 0 | 0 | 0 | 0.3 | 9.1 | 4.3 | 1.4 | -1
Thu, 18.01. 04:00 | 197.1 | 194.3 | 2.8 | 210.9 | 0 | 0 | 0 | 0 | 0.3 | 12 | 4.9 | 1.4 | -1
Thu, 18.01. 05:00 | 255.1 | 247.1 | 8 | 262.9 | 0 | 0 | 0 | 0 | 0.3 | 22 | 6.8 | 1.4 | -1
Thu, 18.01. 06:00 | 350.5 | 326.8 | 23.7 | 347.8 | 0 | 0 | 0 | 0 | 0.4 | 42.6 | 10.8 | 1.4 | -1
Thu, 18.01. 07:00 | 352.2 | 326.3 | 25.9 | 351.8 | 0 | 0 | 0 | 0 | 1.1 | 51.6 | 10.2 | 1.4 | -1
Thu, 18.01. 08:00 | 330.4 | 303.5 | 26.9 | 334 | 0 | 0 | 0 | 0 | 2.2 | 52.7 | 8.9 | 1.4 | 0
Thu, 18.01. 09:00 | 304.2 | 277.8 | 26.4 | 310.2 | 0 | 0 | 0 | 0 | 2.5 | 44 | 7.9 | 1.4 | 0
Thu, 18.01. 10:00 | 255.3 | 229.3 | 26 | 266.2 | 0 | 0 | 0 | 0 | 2.3 | 34.5 | 6.2 | 1.4 | 2
Thu, 18.01. 11:00 | 259.5 | 227.8 | 31.7 | 270.8 | 0 | 0 | 0 | 0 | 2.5 | 42.2 | 5.9 | 1.4 | 4
Thu, 18.01. 12:00 | 252.9 | 220.5 | 32.4 | 264.9 | 0 | 0 | 0 | 0 | 2.2 | 47.4 | 5.7 | 1.4 | 4
Thu, 18.01. 13:00 | 237.6 | 208.3 | 29.3 | 250.6 | 0 | 0 | 0 | 0 | 1.9 | 54.1 | 5.3 | 1.4 | 4
Thu, 18.01. 14:00 | 243.7 | 217.7 | 26 | 255.7 | 0 | 0 | 0 | 0 | 1.9 | 63.7 | 5.6 | 1.4 | 3
Thu, 18.01. 15:00 | 214.7 | 191.6 | 23.1 | 229.1 | 0 | 0 | 0 | 0 | 1.6 | 73.7 | 4.9 | 1.4 | 4
Thu, 18.01. 16:00 | 232.1 | 206.9 | 25.2 | 244.3 | 0 | 0 | 0 | 0 | 1.5 | 115.7 | 5.4 | 1.4 | 5
Thu, 18.01. 17:00 | 236.7 | 211.1 | 25.6 | 247.1 | 0 | 0 | 0 | 0 | 0.9 | 134.1 | 6.2 | 1.4 | 4
Thu, 18.01. 18:00 | 254.7 | 228.4 | 26.3 | 262.6 | 0 | 0 | 0 | 0 | 0.6 | 147.5 | 7.1 | 1.4 | 4
Thu, 18.01. 19:00 | 243.8 | 218.3 | 25.5 | 251.7 | 0 | 0 | 0 | 0 | 0.4 | 128.3 | 7.4 | 1.4 | 4
Thu, 18.01. 20:00 | 249.4 | 223.4 | 26 | 256.1 | 0 | 0 | 0 | 0 | 0.3 | 107.4 | 7.8 | 1.4 | 4
Thu, 18.01. 21:00 | 241.1 | 216.7 | 24.4 | 248.1 | 0 | 0 | 0 | 0 | 0.3 | 94.1 | 7.7 | 1.4 | 4
Thu, 18.01. 22:00 | 125.2 | 112.8 | 12.4 | 145.4 | 0 | 0 | 0 | 0 | 0.3 | 76.5 | 3.7 | 1.4 | 5
Thu, 18.01. 23:00 | 114.4 | 106.6 | 7.8 | 136.3 | 0 | 0 | 0 | 0 | 0.3 | 69.7 | 2.9 | 1.4 | 5
Fri, 19.01. 00:00 | 90.9 | 85.9 | 5 | 115.3 | 0 | 0 | 0 | 0 | 0.3 | 35.7 | 2.1 | 1.4 | 5
Fri, 19.01. 01:00 | 91.6 | 88.9 | 2.7 | 116.1 | 0 | 0 | 0 | 0 | 0.3 | 18.9 | 1.9 | 1.4 | 5
Fri, 19.01. 02:00 | 83.6 | 82.8 | 0.8 | 108.8 | 0 | 0 | 0 | 0 | 0.3 | 9.8 | 1.5 | 1.4 | 5
Fri, 19.01. 03:00 | 88.1 | 87.2 | 0.9 | 113.4 | 0 | 0 | 0 | 0 | 0.3 | 9.9 | 1.5 | 1.4 | 6
Fri, 19.01. 04:00 | 86.6 | 84.1 | 2.5 | 112.3 | 0 | 0 | 0 | 0 | 0.2 | 10.9 | 1.6 | 1.4 | 6
Fri, 19.01. 05:00 | 114.3 | 106.4 | 7.9 | 138 | 0 | 0 | 0 | 0 | 0.3 | 21.5 | 2.4 | 1.4 | 7
Fri, 19.01. 06:00 | 172.9 | 149 | 23.9 | 191.2 | 0 | 0 | 0 | 0 | 0.4 | 43 | 4.9 | 1.4 | 7
Fri, 19.01. 07:00 | 166.9 | 140.5 | 26.4 | 187.2 | 0 | 0 | 0 | 0 | 1.1 | 52.7 | 4.5 | 1.4 | 8
Fri, 19.01. 08:00 | 150.5 | 123 | 27.5 | 173.4 | 0 | 0 | 0 | 0 | 2.3 | 53.8 | 3.7 | 1.4 | 9
Fri, 19.01. 09:00 | 136.2 | 109.6 | 26.6 | 160.4 | 0 | 0 | 0 | 0 | 2.5 | 44.4 | 3 | 1.4 | 9
Fri, 19.01. 10:00 | 123.9 | 95.1 | 28.8 | 149.7 | 0 | 0 | 0 | 0 | 2.5 | 38.2 | 2.6 | 1.4 | 10
Fri, 19.01. 11:00 | 143.9 | 112.9 | 31 | 167.5 | 0 | 0 | 0 | 0 | 2.4 | 41.4 | 2.9 | 1.4 | 8
Fri, 19.01. 12:00 | 147.5 | 116.7 | 30.8 | 170.2 | 0 | 0 | 0 | 0 | 2.1 | 45.1 | 3 | 1.4 | 7
Fri, 19.01. 13:00 | 151 | 120.6 | 30.4 | 173.5 | 0 | 0 | 0 | 0 | 2 | 56.3 | 3.1 | 1.4 | 7
Fri, 19.01. 14:00 | 139.7 | 114 | 25.7 | 162.9 | 0 | 0 | 0 | 0 | 1.9 | 63.1 | 2.8 | 1.4 | 7
Fri, 19.01. 15:00 | 124.5 | 100.4 | 24.1 | 149 | 0 | 0 | 0 | 0 | 1.7 | 76.9 | 2.5 | 1.4 | 8
Fri, 19.01. 16:00 | 142.8 | 118.2 | 24.6 | 165 | 0 | 0 | 0 | 0 | 1.5 | 113.5 | 3.1 | 1.4 | 7
Fri, 19.01. 17:00 | 132.7 | 108.6 | 24.1 | 154.9 | 0 | 0 | 0 | 0 | 0.9 | 126.1 | 3.3 | 1.4 | 7
Fri, 19.01. 18:00 | 153.3 | 126.6 | 26.7 | 173.5 | 0 | 0 | 0 | 0 | 0.6 | 150.2 | 4.1 | 1.4 | 7
Fri, 19.01. 19:00 | 149.6 | 124.9 | 24.7 | 169 | 0 | 0 | 0 | 0 | 0.4 | 124.4 | 4.6 | 1.4 | 6
Fri, 19.01. 20:00 | 141 | 116 | 25 | 161 | 0 | 0 | 0 | 0 | 0.3 | 103.2 | 4.6 | 1.4 | 7
Fri, 19.01. 21:00 | 136.5 | 113.1 | 23.4 | 156.7 | 0 | 0 | 0 | 0 | 0.3 | 90.5 | 4.5 | 1.4 | 7
Fri, 19.01. 22:00 | 93.4 | 81.3 | 12.1 | 117.6 | 0 | 0 | 0 | 0 | 0.3 | 75 | 2.8 | 1.4 | 6
Fri, 19.01. 23:00 | 87.1 | 79.4 | 7.7 | 112.1 | 0 | 0 | 0 | 0 | 0.3 | 67.7 | 2.2 | 1.4 | 6
Sat, 20.01. 00:00 | 88.7 | 83.2 | 5.5 | 113.4 | 0 | 0 | 0 | 0 | 0.3 | 53.6 | 2.1 | 1.4 | 6
Sat, 20.01. 01:00 | 106.4 | 103.3 | 3.1 | 129.2 | 0 | 0 | 0 | 0 | 0.3 | 30 | 2.4 | 1.4 | 4
Sat, 20.01. 02:00 | 117.6 | 115.7 | 1.9 | 139.4 | 0 | 0 | 0 | 0 | 0.3 | 21.4 | 2.5 | 1.4 | 4
Sat, 20.01. 03:00 | 101.9 | 101 | 0.9 | 125.2 | 0 | 0 | 0 | 0 | 0.3 | 11.9 | 2 | 1.4 | 5
Sat, 20.01. 04:00 | 122.2 | 120.7 | 1.5 | 143.7 | 0 | 0 | 0 | 0 | 0.3 | 10.4 | 2.5 | 1.4 | 4
Sat, 20.01. 05:00 | 198.2 | 196.2 | 2 | 212.1 | 0 | 0 | 0 | 0 | 0.3 | 13.4 | 4.2 | 1.4 | 4
Sat, 20.01. 06:00 | 224.3 | 221.9 | 2.4 | 234.9 | 0 | 0 | 0 | 0 | 0.3 | 11.4 | 4.9 | 1.4 | 4
Sat, 20.01. 07:00 | 235 | 229 | 6 | 246.4 | 0 | 0 | 0 | 0 | 0.4 | 13.6 | 4.9 | 1.4 | 5
Sat, 20.01. 08:00 | 231 | 216.1 | 14.9 | 243.6 | 0 | 0 | 0 | 0 | 0.7 | 19.5 | 5.4 | 1.4 | 5
Sat, 20.01. 09:00 | 224.9 | 197.6 | 27.3 | 237.7 | 0 | 0 | 0 | 0 | 0.7 | 25.5 | 6.5 | 1.4 | 5
Sat, 20.01. 10:00 | 244.2 | 211.1 | 33.1 | 254.9 | 0 | 0 | 0 | 0 | 0.7 | 49.2 | 7.3 | 1.4 | 4
Sat, 20.01. 11:00 | 211.6 | 178.2 | 33.4 | 225.5 | 0 | 0 | 0 | 0 | 0.6 | 54.7 | 6.4 | 1.4 | 5
Sat, 20.01. 12:00 | 198.7 | 165.8 | 32.9 | 214.3 | 0 | 0 | 0 | 0 | 0.6 | 76.1 | 5.7 | 1.4 | 6
Sat, 20.01. 13:00 | 187.1 | 158.2 | 28.9 | 203.9 | 0 | 0 | 0 | 0 | 0.6 | 84.2 | 5 | 1.4 | 6
Sat, 20.01. 14:00 | 221.1 | 193 | 28.1 | 234.1 | 0 | 0 | 0 | 0 | 0.6 | 85.5 | 5.9 | 1.4 | 3
Sat, 20.01. 15:00 | 223.2 | 197.2 | 26 | 235.9 | 0 | 0 | 0 | 0 | 0.6 | 81.8 | 5.8 | 1.4 | 3
Sat, 20.01. 16:00 | 222.6 | 197.5 | 25.1 | 235 | 0 | 0 | 0 | 0 | 0.5 | 81.8 | 5.8 | 1.4 | 3
Sat, 20.01. 17:00 | 208.6 | 185.5 | 23.1 | 221.4 | 0 | 0 | 0 | 0 | 0.4 | 77.4 | 5.7 | 1.4 | 3
Sat, 20.01. 18:00 | 222.1 | 201 | 21.1 | 232.9 | 0 | 0 | 0 | 0 | 0.3 | 79.9 | 6.5 | 1.4 | 2
Sat, 20.01. 19:00 | 253 | 231.3 | 21.7 | 260 | 0 | 0 | 0 | 0 | 0.3 | 81.1 | 7.7 | 1.4 | 1
Sat, 20.01. 20:00 | 272.7 | 251.6 | 21.1 | 277.1 | 0 | 0 | 0 | 0 | 0.3 | 76.8 | 8.4 | 1.4 | 1
Sat, 20.01. 21:00 | 248.2 | 232.4 | 15.8 | 254.7 | 0 | 0 | 0 | 0 | 0.3 | 68.4 | 7.5 | 1.4 | 1
Sat, 20.01. 22:00 | 164.5 | 152.7 | 11.8 | 180.3 | 0 | 0 | 0 | 0 | 0.3 | 62.9 | 5 | 1.4 | 1
Sat, 20.01. 23:00 | 145.6 | 137.9 | 7.7 | 163.7 | 0 | 0 | 0 | 0 | 0.3 | 58.4 | 4.1 | 1.4 | 1
Sun, 21.01. 00:00 | 149.2 | 143.7 | 5.5 | 166.9 | 0 | 0 | 0 | 0 | 0.3 | 64.4 | 4.1 | 1.4 | 0
Sun, 21.01. 01:00 | 136.4 | 133.2 | 3.2 | 155.7 | 0 | 0 | 0 | 0 | 0.3 | 53.6 | 3.4 | 1.4 | 1
Sun, 21.01. 02:00 | 125.5 | 123.7 | 1.8 | 146 | 0 | 0 | 0 | 0 | 0.3 | 37.4 | 2.9 | 1.4 | 2
Sun, 21.01. 03:00 | 122.8 | 121.9 | 0.9 | 143.9 | 0 | 0 | 0 | 0 | 0.3 | 19.6 | 2.6 | 1.4 | 3
Sun, 21.01. 04:00 | 133.9 | 132 | 1.9 | 154 | 0 | 0 | 0 | 0 | 0.3 | 12.2 | 2.9 | 1.4 | 3
Sun, 21.01. 05:00 | 165.5 | 163.6 | 1.9 | 182.2 | 0 | 0 | 0 | 0 | 0.3 | 9.3 | 3.7 | 1.3 | 3
Sun, 21.01. 06:00 | 195.4 | 192.8 | 2.6 | 208.9 | 0 | 0 | 0 | 0 | 0.3 | 9.5 | 4.3 | 1.3 | 4
Sun, 21.01. 07:00 | 186.3 | 180.8 | 5.5 | 201.6 | 0 | 0 | 0 | 0 | 0.3 | 10.4 | 4.1 | 1.3 | 5
Sun, 21.01. 08:00 | 175.7 | 161.3 | 14.4 | 193 | 0 | 0 | 0 | 0 | 0.4 | 11.6 | 4.3 | 1.3 | 7
Sun, 21.01. 09:00 | 147.4 | 123.5 | 23.9 | 166.9 | 0 | 0 | 0 | 0 | 0.3 | 12 | 4.7 | 1.3 | 8
Sun, 21.01. 10:00 | 130.2 | 105.1 | 25.1 | 151.4 | 0 | 0 | 0 | 0 | 0.3 | 13.8 | 4.4 | 1.3 | 9
Sun, 21.01. 11:00 | 135.3 | 107.8 | 27.5 | 156.1 | 0 | 0 | 0 | 0 | 0.3 | 21.2 | 4.7 | 1.3 | 9
Sun, 21.01. 12:00 | 131.3 | 105.9 | 25.4 | 152.6 | 0 | 0 | 0 | 0 | 0.3 | 31.1 | 4.3 | 1.2 | 9
Sun, 21.01. 13:00 | 116.5 | 95.3 | 21.2 | 139.5 | 0 | 0 | 0 | 0 | 0.3 | 42.7 | 3.5 | 1.2 | 10
Sun, 21.01. 14:00 | 110.3 | 91.9 | 18.4 | 133.9 | 0 | 0 | 0 | 0 | 0.3 | 58.7 | 3.2 | 1.2 | 10
Sun, 21.01. 15:00 | 121.5 | 105.2 | 16.3 | 143.7 | 0 | 0 | 0 | 0 | 0.3 | 55.5 | 3.3 | 1.2 | 9
Sun, 21.01. 16:00 | 132.1 | 116.5 | 15.6 | 152.8 | 0 | 0 | 0 | 0 | 0.3 | 62.3 | 3.6 | 1.2 | 8
Sun, 21.01. 17:00 | 145.2 | 128.5 | 16.7 | 164 | 0 | 0 | 0 | 0 | 0.3 | 66.4 | 4.1 | 1.2 | 7
Sun, 21.01. 18:00 | 162.2 | 143 | 19.2 | 179.2 | 0 | 0 | 0 | 0 | 0.3 | 88.3 | 4.8 | 1.2 | 7
Sun, 21.01. 19:00 | 159.7 | 140.5 | 19.2 | 176.5 | 0 | 0 | 0 | 0 | 0.3 | 88.7 | 4.8 | 1.2 | 7
Sun, 21.01. 20:00 | 157.6 | 139.6 | 18 | 174.4 | 0 | 0 | 0 | 0 | 0.3 | 81.1 | 4.7 | 1.2 | 7
Sun, 21.01. 21:00 | 148.5 | 133.6 | 14.9 | 166.2 | 0 | 0 | 0 | 0 | 0.3 | 67.7 | 4.3 | 1.2 | 7
Sun, 21.01. 22:00 | 92.5 | 80.6 | 11.9 | 116.6 | 0 | 0 | 0 | 0 | 0.3 | 58 | 2.7 | 1.2 | 7
Sun, 21.01. 23:00 | 75.6 | 68.3 | 7.3 | 101.6 | 0 | 0 | 0 | 0 | 0.3 | 44.5 | 1.9 | 1.2 | 7
Mon, 22.01. 00:00 | 73.2 | 68.1 | 5.1 | 99.9 | 0 | 0 | 0 | 0 | 0.3 | 37.1 | 1.6 | 1.2 | 7
Mon, 22.01. 01:00 | 67.7 | 65.1 | 2.6 | 94.9 | 0 | 0 | 0 | 0 | 0.3 | 18.1 | 1.2 | 1.2 | 7
Mon, 22.01. 02:00 | 67.7 | 66.9 | 0.8 | 95 | 0 | 0 | 0 | 0 | 0.3 | 10.3 | 1 | 1.2 | 7
Mon, 22.01. 03:00 | 74.7 | 73.8 | 0.9 | 101.4 | 0 | 0 | 0 | 0 | 0.3 | 9.6 | 1.2 | 1.2 | 7
Mon, 22.01. 04:00 | 98.2 | 95.4 | 2.8 | 123 | 0 | 0 | 0 | 0 | 0.3 | 12.1 | 1.8 | 1.2 | 6
Mon, 22.01. 05:00 | 134.6 | 126.4 | 8.2 | 156.3 | 0 | 0 | 0 | 0 | 0.3 | 22.4 | 2.9 | 1.2 | 6
Mon, 22.01. 06:00 | 184.1 | 161.2 | 22.9 | 201 | 0 | 0 | 0 | 0 | 0.4 | 41.3 | 5.2 | 1.2 | 6
Mon, 22.01. 07:00 | 194.7 | 168.6 | 26.1 | 211.9 | 0 | 0 | 0 | 0 | 1.1 | 52.2 | 5.2 | 1.1 | 6
Mon, 22.01. 08:00 | 185.8 | 159.2 | 26.6 | 204.6 | 0 | 0 | 0 | 0 | 2.2 | 52.2 | 4.6 | 1.1 | 6
Mon, 22.01. 09:00 | 176.7 | 149.8 | 26.9 | 196.5 | 0 | 0 | 0 | 0 | 2.5 | 44.8 | 4.1 | 1.1 | 6
Mon, 22.01. 10:00 | 187.3 | 158.3 | 29 | 206.1 | 0 | 0 | 0 | 0 | 2.5 | 38.6 | 4.3 | 1.1 | 5
Mon, 22.01. 11:00 | 191.7 | 159.2 | 32.5 | 210.4 | 0 | 0 | 0 | 0 | 2.5 | 43.5 | 4.2 | 1.1 | 5
Mon, 22.01. 12:00 | 156.7 | 127.2 | 29.5 | 178.3 | 0 | 0 | 0 | 0 | 2 | 43.2 | 3.3 | 1.1 | 6
Mon, 22.01. 13:00 | 148.6 | 119.7 | 28.9 | 171.1 | 0 | 0 | 0 | 0 | 1.9 | 53.5 | 3 | 1.1 | 7
Mon, 22.01. 14:00 | 137.8 | 111.4 | 26.4 | 161.5 | 0 | 0 | 0 | 0 | 1.9 | 65 | 2.7 | 1.1 | 8
Mon, 22.01. 15:00 | 127.5 | 101.7 | 25.8 | 152.1 | 0 | 0 | 0 | 0 | 1.8 | 82.5 | 2.5 | 1.1 | 9
Mon, 22.01. 16:00 | 126.5 | 101.7 | 24.8 | 150.6 | 0 | 0 | 0 | 0 | 1.5 | 114.6 | 2.7 | 1 | 9
Mon, 22.01. 17:00 | 128.6 | 104.3 | 24.3 | 151.4 | 0 | 0 | 0 | 0 | 0.9 | 127.4 | 3.2 | 1 | 8
Mon, 22.01. 18:00 | 142 | 116.3 | 25.7 | 163.3 | 0 | 0 | 0 | 0 | 0.6 | 144.7 | 3.8 | 1 | 8
Mon, 22.01. 19:00 | 150.9 | 125.1 | 25.8 | 170.2 | 0 | 0 | 0 | 0 | 0.4 | 129.6 | 4.6 | 1 | 7
Mon, 22.01. 20:00 | 162 | 136.3 | 25.7 | 179.8 | 0 | 0 | 0 | 0 | 0.3 | 106.4 | 5.2 | 1 | 6
Mon, 22.01. 21:00 | 173.3 | 148.5 | 24.8 | 189.5 | 0 | 0 | 0 | 0 | 0.3 | 95.9 | 5.6 | 1 | 5
Mon, 22.01. 22:00 | 101.2 | 89.6 | 11.6 | 124.3 | 0 | 0 | 0 | 0 | 0.3 | 71.9 | 3 | 1 | 5
Mon, 22.01. 23:00 | 103.3 | 95.3 | 8 | 126.5 | 0 | 0 | 0 | 0 | 0.3 | 70.4 | 2.6 | 1 | 5
Tue, 23.01. 00:00 | 93.6 | 88.7 | 4.9 | 117.7 | 0 | 0 | 0 | 0 | 0.3 | 34.9 | 2.2 | 1 | 5
Tue, 23.01. 01:00 | 101.3 | 98.7 | 2.6 | 124.6 | 0 | 0 | 0 | 0 | 0.3 | 17.7 | 2.2 | 1 | 4
Tue, 23.01. 02:00 | 115.6 | 114.7 | 0.9 | 137.8 | 0 | 0 | 0 | 0 | 0.3 | 11.4 | 2.3 | 1 | 4
Tue, 23.01. 03:00 | 95.8 | 95 | 0.8 | 119.9 | 0 | 0 | 0 | 0 | 0.3 | 8.9 | 1.8 | 1 | 5
Tue, 23.01. 04:00 | 116.5 | 113.7 | 2.8 | 139.2 | 0 | 0 | 0 | 0 | 0.3 | 12 | 2.3 | 1 | 5
Tue, 23.01. 05:00 | 170.4 | 161.9 | 8.5 | 188 | 0 | 0 | 0 | 0 | 0.3 | 23.3 | 3.8 | 1 | 5
Tue, 23.01. 06:00 | 233.4 | 209.6 | 23.8 | 244.6 | 0 | 0 | 0 | 0 | 0.4 | 43 | 6.6 | 1 | 5
Tue, 23.01. 07:00 | 236.3 | 210.2 | 26.1 | 248.9 | 0 | 0 | 0 | 0 | 1.1 | 52.2 | 6.3 | 1 | 5
Tue, 23.01. 08:00 | 208.4 | 183.7 | 24.7 | 224.4 | 0 | 0 | 0 | 0 | 2 | 48.6 | 5.2 | 1 | 5
Tue, 23.01. 09:00 | 197.2 | 170.9 | 26.3 | 214.8 | 0 | 0 | 0 | 0 | 2.5 | 44 | 4.5 | 1 | 6
Tue, 23.01. 10:00 | 207.2 | 177 | 30.2 | 224.2 | 0 | 0 | 0 | 0 | 2.7 | 40.1 | 4.6 | 1 | 6
Tue, 23.01. 11:00 | 207 | 173.8 | 33.2 | 224.2 | 0 | 0 | 0 | 0 | 2.6 | 44.3 | 4.4 | 1 | 6
Tue, 23.01. 12:00 | 174.6 | 143.5 | 31.1 | 194.6 | 0 | 0 | 0 | 0 | 2.2 | 45.6 | 3.6 | 1 | 7
Tue, 23.01. 13:00 | 175.2 | 145.1 | 30.1 | 195.1 | 0 | 0 | 0 | 0 | 2 | 55.8 | 3.6 | 1 | 7
Tue, 23.01. 14:00 | 159 | 134.1 | 24.9 | 179.9 | 0 | 0 | 0 | 0 | 1.8 | 61.2 | 3.2 | 1 | 7
Tue, 23.01. 15:00 | 185.3 | 160.6 | 24.7 | 203.2 | 0 | 0 | 0 | 0 | 1.7 | 79.3 | 4.1 | 1 | 5
Tue, 23.01. 16:00 | 193.1 | 168.3 | 24.8 | 209.7 | 0 | 0 | 0 | 0 | 1.5 | 114.6 | 4.5 | 1 | 5
Tue, 23.01. 17:00 | 194.6 | 168.3 | 26.3 | 210.2 | 0 | 0 | 0 | 0 | 0.9 | 138.1 | 5 | 1 | 5
Tue, 23.01. 18:00 | 187.8 | 164.8 | 23 | 203.1 | 0 | 0 | 0 | 0 | 0.5 | 129.4 | 5.2 | 1 | 4
Tue, 23.01. 19:00 | 195.6 | 171.2 | 24.4 | 209.4 | 0 | 0 | 0 | 0 | 0.4 | 123.1 | 6 | 1 | 4
Tue, 23.01. 20:00 | 204.7 | 179.2 | 25.5 | 217.1 | 0 | 0 | 0 | 0 | 0.3 | 105.3 | 6.5 | 1 | 4
Tue, 23.01. 21:00 | 189.2 | 166.5 | 22.7 | 202.8 | 0 | 0 | 0 | 0 | 0.3 | 87.7 | 6.1 | 1 | 4
Tue, 23.01. 22:00 | 142.5 | 129.5 | 13 | 161.1 | 0 | 0 | 0 | 0 | 0.3 | 80.4 | 4.3 | 1 | 3
Tue, 23.01. 23:00 | 138.3 | 130.6 | 7.7 | 157.6 | 0 | 0 | 0 | 0 | 0.3 | 68.4 | 3.7 | 1 | 2
Wed, 24.01. 00:00 | 131.4 | 126.5 | 4.9 | 151.3 | 0 | 0 | 0 | 0 | 0.3 | 35.3 | 3.3 | 1 | 2
Wed, 24.01. 01:00 | 135.1 | 132.4 | 2.7 | 154.9 | 0 | 0 | 0 | 0 | 0.3 | 18.9 | 3.2 | 1 | 2
Wed, 24.01. 02:00 | 144.7 | 143.9 | 0.8 | 163.4 | 0 | 0 | 0 | 0 | 0.3 | 10.5 | 3.3 | 1 | 1
Wed, 24.01. 03:00 | 145.2 | 144.4 | 0.8 | 163.7 | 0 | 0 | 0 | 0 | 0.3 | 8.9 | 3.3 | 1 | 1
Wed, 24.01. 04:00 | 159.3 | 156.5 | 2.8 | 177.3 | 0 | 0 | 0 | 0 | 0.3 | 11.9 | 3.6 | 1 | 2
Wed, 24.01. 05:00 | 241.4 | 232.5 | 8.9 | 251.3 | 0 | 0 | 0 | 0 | 0.3 | 24.5 | 6 | 1 | 2
Wed, 24.01. 06:00 | 329.6 | 305 | 24.6 | 329.6 | 0 | 0 | 0 | 0 | 0.4 | 44.3 | 9.8 | 1.1 | 1
Wed, 24.01. 07:00 | 308.3 | 282.5 | 25.8 | 312.8 | 0 | 0 | 0 | 0 | 1.1 | 51.6 | 8.5 | 1.1 | 2
Wed, 24.01. 08:00 | 303.5 | 276.2 | 27.3 | 310.2 | 0 | 0 | 0 | 0 | 2.3 | 53.8 | 7.8 | 1.1 | 2
Wed, 24.01. 09:00 | 262.7 | 236.4 | 26.3 | 273.4 | 0 | 0 | 0 | 0 | 2.5 | 44 | 6.4 | 1.1 | 3
Wed, 24.01. 10:00 | 246.8 | 218.6 | 28.2 | 259.1 | 0 | 0 | 0 | 0 | 2.5 | 37.4 | 5.7 | 1.1 | 4
Wed, 24.01. 11:00 | 209.4 | 181.7 | 27.7 | 225.2 | 0 | 0 | 0 | 0 | 2.2 | 36.9 | 4.6 | 1.1 | 5
Wed, 24.01. 12:00 | 233.5 | 201.1 | 32.4 | 247.6 | 0 | 0 | 0 | 0 | 2.2 | 47.4 | 5.1 | 1.2 | 5
Wed, 24.01. 13:00 | 232.3 | 201.4 | 30.9 | 246.2 | 0 | 0 | 0 | 0 | 2 | 57.4 | 5.1 | 1.2 | 5
Wed, 24.01. 14:00 | 222.8 | 195.9 | 26.9 | 237.5 | 0 | 0 | 0 | 0 | 2 | 66.3 | 4.8 | 1.2 | 5
Wed, 24.01. 15:00 | 216.9 | 191.6 | 25.3 | 231.5 | 0 | 0 | 0 | 0 | 1.7 | 80.9 | 4.8 | 1.2 | 5
Wed, 24.01. 16:00 | 230.7 | 207.3 | 23.4 | 242.7 | 0 | 0 | 0 | 0 | 1.4 | 108.1 | 5.7 | 1.2 | 3
Wed, 24.01. 17:00 | 230.2 | 205.6 | 24.6 | 241.2 | 0 | 0 | 0 | 0 | 0.9 | 128.8 | 6.2 | 1.2 | 3
Wed, 24.01. 18:00 | 242.7 | 218 | 24.7 | 251.8 | 0 | 0 | 0 | 0 | 0.6 | 139.1 | 6.8 | 1.2 | 3
Wed, 24.01. 19:00 | 230.8 | 206.9 | 23.9 | 240.1 | 0 | 0 | 0 | 0 | 0.4 | 120.5 | 7.1 | 1.2 | 3
Wed, 24.01. 20:00 | 224.1 | 201 | 23.1 | 233.4 | 0 | 0 | 0 | 0 | 0.3 | 95.8 | 7.1 | 1.3 | 3
Wed, 24.01. 21:00 | 240.4 | 217.5 | 22.9 | 247.5 | 0 | 0 | 0 | 0 | 0.3 | 88.6 | 7.8 | 1.3 | 2
Wed, 24.01. 22:00 | 189.3 | 176 | 13.3 | 202.6 | 0 | 0 | 0 | 0 | 0.3 | 81.9 | 5.9 | 1.3 | 0
Wed, 24.01. 23:00 | 150.6 | 143.7 | 6.9 | 168.2 | 0 | 0 | 0 | 0 | 0.3 | 61.7 | 4.3 | 1.3 | 0
Thu, 25.01. 00:00 | 148.9 | 144 | 4.9 | 166.8 | 0 | 0 | 0 | 0 | 0.3 | 34.6 | 4 | 1.3 | 0
Thu, 25.01. 01:00 | 155 | 152.3 | 2.7 | 172.5 | 0 | 0 | 0 | 0 | 0.3 | 18.6 | 3.9 | 1.3 | 0
Thu, 25.01. 02:00 | 150.2 | 149.4 | 0.8 | 168.2 | 0 | 0 | 0 | 0 | 0.3 | 10.2 | 3.6 | 1.3 | 0
Thu, 25.01. 03:00 | 153.1 | 152.2 | 0.9 | 171.1 | 0 | 0 | 0 | 0 | 0.3 | 9.5 | 3.5 | 1.3 | 1
Thu, 25.01. 04:00 | 168.8 | 166 | 2.8 | 185.8 | 0 | 0 | 0 | 0 | 0.3 | 11.9 | 3.9 | 1.3 | 1
Thu, 25.01. 05:00 | 226.3 | 218.2 | 8.1 | 237.5 | 0 | 0 | 0 | 0 | 0.3 | 22.2 | 5.7 | 1.3 | 1
Thu, 25.01. 06:00 | 294.4 | 271.3 | 23.1 | 298.4 | 0 | 0 | 0 | 0 | 0.4 | 41.8 | 8.6 | 1.3 | 2
Thu, 25.01. 07:00 | 327.5 | 299.6 | 27.9 | 330.6 | 0 | 0 | 0 | 0 | 1.2 | 55.8 | 9 | 1.3 | 2
Thu, 25.01. 08:00 | 295.6 | 268.5 | 27.1 | 303.1 | 0 | 0 | 0 | 0 | 2.2 | 53.3 | 7.6 | 1.3 | 2
Thu, 25.01. 09:00 | 230 | 205.6 | 24.4 | 243.8 | 0 | 0 | 0 | 0 | 2.3 | 40.8 | 5.5 | 1.4 | 4
Thu, 25.01. 10:00 | 230.7 | 203.9 | 26.8 | 244.4 | 0 | 0 | 0 | 0 | 2.3 | 35.6 | 5.3 | 1.4 | 4
Thu, 25.01. 11:00 | 228.8 | 198 | 30.8 | 243.3 | 0 | 0 | 0 | 0 | 2.4 | 41 | 5.1 | 1.4 | 5
Thu, 25.01. 12:00 | 218.4 | 187.7 | 30.7 | 233.9 | 0 | 0 | 0 | 0 | 2.1 | 45.1 | 4.8 | 1.4 | 5
Thu, 25.01. 13:00 | 239.4 | 207 | 32.4 | 253 | 0 | 0 | 0 | 0 | 2.1 | 60.1 | 5.2 | 1.4 | 5
Thu, 25.01. 14:00 | 217.2 | 190.4 | 26.8 | 232.4 | 0 | 0 | 0 | 0 | 1.9 | 65.7 | 4.7 | 1.4 | 5
Thu, 25.01. 15:00 | 194.3 | 171.2 | 23.1 | 210.9 | 0 | 0 | 0 | 0 | 1.6 | 73.7 | 4.3 | 1.4 | 5
Thu, 25.01. 16:00 | 214 | 189.6 | 24.4 | 228.1 | 0 | 0 | 0 | 0 | 1.5 | 112.4 | 5 | 1.4 | 5
Thu, 25.01. 17:00 | 233.9 | 207.3 | 26.6 | 245 | 0 | 0 | 0 | 0 | 0.9 | 139.4 | 6.2 | 1.4 | 4
Thu, 25.01. 18:00 | 230.2 | 205.3 | 24.9 | 240.9 | 0 | 0 | 0 | 0 | 0.6 | 140.5 | 6.4 | 1.4 | 4
Thu, 25.01. 19:00 | 245.3 | 218.3 | 27 | 253.6 | 0 | 0 | 0 | 0 | 0.4 | 136.2 | 7.5 | 1.4 | 4
Thu, 25.01. 20:00 | 232.7 | 208.3 | 24.4 | 241.5 | 0 | 0 | 0 | 0 | 0.3 | 101.1 | 7.4 | 1.4 | 3
Thu, 25.01. 21:00 | 237.8 | 213.7 | 24.1 | 245.7 | 0 | 0 | 0 | 0 | 0.3 | 93.2 | 7.7 | 1.4 | 3
Thu, 25.01. 22:00 | 149 | 136.1 | 12.9 | 167 | 0 | 0 | 0 | 0 | 0.3 | 79.6 | 4.5 | 1.4 | 3
Thu, 25.01. 23:00 | 124.6 | 117.3 | 7.3 | 145.4 | 0 | 0 | 0 | 0 | 0.3 | 64.4 | 3.3 | 1.4 | 3
Fri, 26.01. 00:00 | 118.2 | 113.3 | 4.9 | 139.7 | 0 | 0 | 0 | 0 | 0.3 | 34.9 | 2.9 | 1.4 | 3
Fri, 26.01. 01:00 | 114.1 | 111.6 | 2.5 | 136.1 | 0 | 0 | 0 | 0 | 0.3 | 17.5 | 2.6 | 1.4 | 3
Fri, 26.01. 02:00 | 123.7 | 122.8 | 0.9 | 144.9 | 0 | 0 | 0 | 0 | 0.3 | 10.7 | 2.6 | 1.4 | 3
Fri, 26.01. 03:00 | 129.4 | 128.5 | 0.9 | 150.1 | 0 | 0 | 0 | 0 | 0.3 | 9.5 | 2.7 | 1.4 | 3
Fri, 26.01. 04:00 | 143.8 | 141 | 2.8 | 163.6 | 0 | 0 | 0 | 0 | 0.3 | 11.8 | 3.1 | 1.4 | 3
Fri, 26.01. 05:00 | 209.7 | 201.3 | 8.4 | 223 | 0 | 0 | 0 | 0 | 0.3 | 23.1 | 5.1 | 1.5 | 3
Fri, 26.01. 06:00 | 303.1 | 277.9 | 25.2 | 306.6 | 0 | 0 | 0 | 0 | 0.4 | 45.6 | 8.7 | 1.5 | 3
Fri, 26.01. 07:00 | 297.5 | 270.6 | 26.9 | 303.7 | 0 | 0 | 0 | 0 | 1.2 | 53.8 | 8.1 | 1.5 | 3
Fri, 26.01. 08:00 | 284.2 | 256.6 | 27.6 | 293.1 | 0 | 0 | 0 | 0 | 2.3 | 54.3 | 7.2 | 1.6 | 3
Fri, 26.01. 09:00 | 256.1 | 229.5 | 26.6 | 267.6 | 0 | 0 | 0 | 0 | 2.5 | 44.4 | 6.2 | 1.6 | 3
Fri, 26.01. 10:00 | 234 | 207.6 | 26.4 | 247.4 | 0 | 0 | 0 | 0 | 2.3 | 35.2 | 5.6 | 1.6 | 3
Fri, 26.01. 11:00 | 235.2 | 204.5 | 30.7 | 249 | 0 | 0 | 0 | 0 | 2.4 | 41 | 5.3 | 1.6 | 4
Fri, 26.01. 12:00 | 225.2 | 192.9 | 32.3 | 240.3 | 0 | 0 | 0 | 0 | 2.2 | 47.4 | 4.9 | 1.7 | 5
Fri, 26.01. 13:00 | 200.7 | 173.1 | 27.6 | 217.5 | 0 | 0 | 0 | 0 | 1.8 | 51.4 | 4.4 | 1.7 | 5
Fri, 26.01. 14:00 | 224.4 | 197.6 | 26.8 | 238.7 | 0 | 0 | 0 | 0 | 1.9 | 65.7 | 5 | 1.7 | 4
Fri, 26.01. 15:00 | 213.6 | 189.1 | 24.5 | 228.6 | 0 | 0 | 0 | 0 | 1.7 | 78.5 | 4.8 | 1.7 | 4
Fri, 26.01. 16:00 | 225.5 | 201.9 | 23.6 | 238.2 | 0 | 0 | 0 | 0 | 1.5 | 109.1 | 5.5 | 1.7 | 3
Fri, 26.01. 17:00 | 245.6 | 218.5 | 27.1 | 255.5 | 0 | 0 | 0 | 0 | 1 | 142 | 6.6 | 1.7 | 3
Fri, 26.01. 18:00 | 239.1 | 213.9 | 25.2 | 248.9 | 0 | 0 | 0 | 0 | 0.6 | 141.9 | 6.7 | 1.8 | 3
Fri, 26.01. 19:00 | 249.2 | 222.5 | 26.7 | 257.1 | 0 | 0 | 0 | 0 | 0.4 | 134.9 | 7.7 | 1.8 | 3
Fri, 26.01. 20:00 | 237.9 | 212.5 | 25.4 | 246.4 | 0 | 0 | 0 | 0 | 0.3 | 105.3 | 7.6 | 1.8 | 3
Fri, 26.01. 21:00 | 235.7 | 211.4 | 24.3 | 243.8 | 0 | 0 | 0 | 0 | 0.3 | 94.1 | 7.6 | 1.8 | 3
Fri, 26.01. 22:00 | 146.2 | 133.5 | 12.7 | 164.4 | 0 | 0 | 0 | 0 | 0.3 | 78.8 | 4.4 | 1.8 | 3
Fri, 26.01. 23:00 | 126.3 | 118.9 | 7.4 | 146.9 | 0 | 0 | 0 | 0 | 0.3 | 65.7 | 3.4 | 1.8 | 3
Sat, 27.01. 00:00 | 119.6 | 114.1 | 5.5 | 140.9 | 0 | 0 | 0 | 0 | 0.3 | 53 | 3 | 1.8 | 3
Sat, 27.01. 01:00 | 120.2 | 117 | 3.2 | 141.6 | 0 | 0 | 0 | 0 | 0.3 | 30.9 | 2.8 | 1.8 | 3
Sat, 27.01. 02:00 | 139.3 | 137.4 | 1.9 | 158.8 | 0 | 0 | 0 | 0 | 0.3 | 21.2 | 3.2 | 1.9 | 2
Sat, 27.01. 03:00 | 130.5 | 129.7 | 0.8 | 150.8 | 0 | 0 | 0 | 0 | 0.3 | 11.6 | 2.9 | 1.9 | 2
Sat, 27.01. 04:00 | 151.4 | 149.7 | 1.7 | 169.9 | 0 | 0 | 0 | 0 | 0.3 | 11 | 3.4 | 1.9 | 2
Sat, 27.01. 05:00 | 205.9 | 204 | 1.9 | 218.9 | 0 | 0 | 0 | 0 | 0.3 | 12.5 | 4.7 | 1.9 | 2
Sat, 27.01. 06:00 | 268 | 265.2 | 2.8 | 274.3 | 0 | 0 | 0 | 0 | 0.3 | 12.7 | 6.3 | 1.9 | 2
Sat, 27.01. 07:00 | 261.6 | 255.7 | 5.9 | 270.2 | 0 | 0 | 0 | 0 | 0.4 | 13.4 | 6 | 2 | 2
Sat, 27.01. 08:00 | 261.6 | 246.8 | 14.8 | 271 | 0 | 0 | 0 | 0 | 0.7 | 19.5 | 6.6 | 2 | 2
Sat, 27.01. 09:00 | 224.1 | 198 | 26.1 | 236.9 | 0 | 0 | 0 | 0 | 0.7 | 24.5 | 6.5 | 2 | 4
Sat, 27.01. 10:00 | 210.7 | 180.5 | 30.2 | 224.8 | 0 | 0 | 0 | 0 | 0.7 | 45 | 6.3 | 2.1 | 5
Sat, 27.01. 11:00 | 198.8 | 165.5 | 33.3 | 214.2 | 0 | 0 | 0 | 0 | 0.6 | 54.7 | 6 | 2.1 | 6
Sat, 27.01. 12:00 | 191.3 | 157.6 | 33.7 | 208 | 0 | 0 | 0 | 0 | 0.7 | 78.4 | 5.4 | 2.1 | 7
Sat, 27.01. 13:00 | 177.8 | 146.6 | 31.2 | 196.2 | 0 | 0 | 0 | 0 | 0.6 | 91.3 | 4.6 | 2.1 | 8
Sat, 27.01. 14:00 | 181 | 152.2 | 28.8 | 199.1 | 0 | 0 | 0 | 0 | 0.6 | 88.1 | 4.5 | 2.1 | 7
Sat, 27.01. 15:00 | 177.3 | 151.4 | 25.9 | 195.4 | 0 | 0 | 0 | 0 | 0.6 | 81.8 | 4.2 | 2.1 | 7
Sat, 27.01. 16:00 | 190.7 | 166.6 | 24.1 | 206.6 | 0 | 0 | 0 | 0 | 0.5 | 78.6 | 4.8 | 2.2 | 5
Sat, 27.01. 17:00 | 190.4 | 166.9 | 23.5 | 205.7 | 0 | 0 | 0 | 0 | 0.4 | 79.1 | 5.1 | 2.2 | 5
Sat, 27.01. 18:00 | 230.3 | 206 | 24.3 | 241 | 0 | 0 | 0 | 0 | 0.3 | 92 | 6.5 | 2.2 | 4
Sat, 27.01. 19:00 | 224.5 | 203.3 | 21.2 | 234.8 | 0 | 0 | 0 | 0 | 0.3 | 79.4 | 6.6 | 2.2 | 3
Sat, 27.01. 20:00 | 228.3 | 208.7 | 19.6 | 237.7 | 0 | 0 | 0 | 0 | 0.3 | 71.1 | 6.9 | 2.2 | 3
Sat, 27.01. 21:00 | 236.9 | 221 | 15.9 | 244.9 | 0 | 0 | 0 | 0 | 0.3 | 69 | 7.1 | 2.3 | 2
Sat, 27.01. 22:00 | 145.3 | 134.1 | 11.2 | 163.4 | 0 | 0 | 0 | 0 | 0.3 | 59.8 | 4.3 | 2.3 | 2
Sat, 27.01. 23:00 | 131.7 | 124.2 | 7.5 | 151.5 | 0 | 0 | 0 | 0 | 0.3 | 57.2 | 3.6 | 2.3 | 2
Sun, 28.01. 00:00 | 145 | 139.2 | 5.8 | 163.4 | 0 | 0 | 0 | 0 | 0.3 | 67 | 3.8 | 2.3 | 2
Sun, 28.01. 01:00 | 139.2 | 136.3 | 2.9 | 158.1 | 0 | 0 | 0 | 0 | 0.2 | 50.3 | 3.5 | 2.3 | 1
Sun, 28.01. 02:00 | 149.3 | 147.5 | 1.8 | 167.1 | 0 | 0 | 0 | 0 | 0.3 | 37.4 | 3.7 | 2.3 | 1
Sun, 28.01. 03:00 | 163 | 162.2 | 0.8 | 179.3 | 0 | 0 | 0 | 0 | 0.3 | 18.5 | 4.1 | 2.3 | 0
Sun, 28.01. 04:00 | 187.7 | 185.9 | 1.8 | 201.3 | 0 | 0 | 0 | 0 | 0.3 | 11.2 | 4.9 | 2.3 | -1
Sun, 28.01. 05:00 | 271.4 | 269.5 | 1.9 | 275 | 0 | 0 | 0 | 0 | 0.3 | 9.6 | 7.5 | 2.3 | -1
Sun, 28.01. 06:00 | 370.5 | 367.5 | 3 | 361.8 | 0 | 0 | 0 | 0 | 0.3 | 11.1 | 10.1 | 2.3 | 1
Sun, 28.01. 07:00 | 335.6 | 329.9 | 5.7 | 332.5 | 0 | 0 | 0 | 0 | 0.3 | 11.1 | 9 | 2.3 | 1
Sun, 28.01. 08:00 | 300.2 | 287.1 | 13.1 | 302 | 0 | 0 | 0 | 0 | 0.3 | 10.6 | 8.5 | 2.3 | 1
Sun, 28.01. 09:00 | 307.1 | 280.6 | 26.5 | 308.1 | 0 | 0 | 0 | 0 | 0.4 | 13.4 | 9.7 | 2.3 | 2
Sun, 28.01. 10:00 | 292 | 264 | 28 | 294.5 | 0 | 0 | 0 | 0 | 0.3 | 15.5 | 9.4 | 2.3 | 2
Sun, 28.01. 11:00 | 284.4 | 254.4 | 30 | 287.6 | 0 | 0 | 0 | 0 | 0.4 | 23.2 | 9.2 | 2.4 | 3
Sun, 28.01. 12:00 | 249.7 | 223.8 | 25.9 | 256.8 | 0 | 0 | 0 | 0 | 0.3 | 31.7 | 7.9 | 2.4 | 4
Sun, 28.01. 13:00 | 228.8 | 207.8 | 21 | 238 | 0 | 0 | 0 | 0 | 0.3 | 42.3 | 6.7 | 2.4 | 5
Sun, 28.01. 14:00 | 206.3 | 189.2 | 17.1 | 218 | 0 | 0 | 0 | 0 | 0.3 | 54.6 | 5.9 | 2.4 | 5
Sun, 28.01. 15:00 | 218.7 | 203.7 | 15 | 228.9 | 0 | 0 | 0 | 0 | 0.3 | 51.6 | 6.2 | 2.4 | 4
Sun, 28.01. 16:00 | 255.5 | 240.2 | 15.3 | 261 | 0 | 0 | 0 | 0 | 0.3 | 61.7 | 7.5 | 2.4 | 2
Sun, 28.01. 17:00 | 272.5 | 255.9 | 16.6 | 275.5 | 0 | 0 | 0 | 0 | 0.3 | 66.4 | 8.4 | 2.4 | 1
Sun, 28.01. 18:00 | 289 | 270.8 | 18.2 | 289.7 | 0 | 0 | 0 | 0 | 0.3 | 84.1 | 9.2 | 2.4 | 1
Sun, 28.01. 19:00 | 304.6 | 284.4 | 20.2 | 302.9 | 0 | 0 | 0 | 0 | 0.3 | 94.1 | 9.8 | 2.4 | 2
Sun, 28.01. 20:00 | 287.2 | 269.1 | 18.1 | 287 | 0 | 0 | 0 | 0 | 0.3 | 81.9 | 9.2 | 2.4 | 2
Sun, 28.01. 21:00 | 264.9 | 250.3 | 14.6 | 267.1 | 0 | 0 | 0 | 0 | 0.3 | 66.3 | 8.4 | 2.4 | 2
Sun, 28.01. 22:00 | 159.4 | 148.3 | 11.1 | 175.3 | 0 | 0 | 0 | 0 | 0.3 | 54.6 | 4.9 | 2.4 | 2
Sun, 28.01. 23:00 | 153.8 | 146.5 | 7.3 | 171 | 0 | 0 | 0 | 0 | 0.3 | 45 | 4.4 | 2.4 | 1
Mon, 29.01. 00:00 | 169 | 163.5 | 5.5 | 185.4 | 0 | 0 | 0 | 0 | 0.3 | 40 | 4.4 | 2.4 | 1
Mon, 29.01. 01:00 | 153.8 | 151.1 | 2.7 | 171.7 | 0 | 0 | 0 | 0 | 0.3 | 18.9 | 3.8 | 2.4 | 1
Mon, 29.01. 02:00 | 154 | 153.2 | 0.8 | 171.8 | 0 | 0 | 0 | 0 | 0.3 | 9.8 | 3.7 | 2.4 | 0
Mon, 29.01. 03:00 | 176.8 | 175.9 | 0.9 | 192.4 | 0 | 0 | 0 | 0 | 0.3 | 9.6 | 4.3 | 2.4 | 0
Mon, 29.01. 04:00 | 189.7 | 186.9 | 2.8 | 204.8 | 0 | 0 | 0 | 0 | 0.3 | 12.1 | 4.5 | 2.4 | 1
Mon, 29.01. 05:00 | 287 | 278.6 | 8.4 | 291.6 | 0 | 0 | 0 | 0 | 0.3 | 23.1 | 7.6 | 2.4 | 0
Mon, 29.01. 06:00 | 387 | 363.5 | 23.5 | 380.1 | 0 | 0 | 0 | 0 | 0.4 | 42.6 | 11.7 | 2.4 | 0
Mon, 29.01. 07:00 | 385.3 | 359.7 | 25.6 | 381.6 | 0 | 0 | 0 | 0 | 1.1 | 51.1 | 10.9 | 2.4 | 0
Mon, 29.01. 08:00 | 377 | 350.7 | 26.3 | 376 | 0 | 0 | 0 | 0 | 2.2 | 51.7 | 10.2 | 2.4 | -1
Mon, 29.01. 09:00 | 370.4 | 342.8 | 27.6 | 370.2 | 0 | 0 | 0 | 0 | 2.6 | 46.2 | 9.8 | 2.4 | -1
Mon, 29.01. 10:00 | 324.6 | 298.2 | 26.4 | 328.5 | 0 | 0 | 0 | 0 | 2.3 | 35.2 | 8.5 | 2.4 | -1
Mon, 29.01. 11:00 | 326.8 | 297.4 | 29.4 | 330.6 | 0 | 0 | 0 | 0 | 2.3 | 39.4 | 8.4 | 2.4 | -1
Mon, 29.01. 12:00 | 314.8 | 284.1 | 30.7 | 320 | 0 | 0 | 0 | 0 | 2.1 | 45.1 | 7.9 | 2.4 | 0
Mon, 29.01. 13:00 | 308.4 | 279.7 | 28.7 | 313.9 | 0 | 0 | 0 | 0 | 1.9 | 53.5 | 7.7 | 2.4 | 0
Mon, 29.01. 14:00 | 295.3 | 271.3 | 24 | 301.7 | 0 | 0 | 0 | 0 | 1.7 | 59.3 | 7.6 | 2.4 | -1
Mon, 29.01. 15:00 | 309.4 | 285.1 | 24.3 | 313.9 | 0 | 0 | 0 | 0 | 1.7 | 77.7 | 8.1 | 2.4 | -1
Mon, 29.01. 16:00 | 312.1 | 288.7 | 23.4 | 315.3 | 0 | 0 | 0 | 0 | 1.4 | 108.1 | 8.5 | 2.4 | -1
Mon, 29.01. 17:00 | 307.9 | 283.7 | 24.2 | 310.2 | 0 | 0 | 0 | 0 | 0.9 | 127.4 | 9 | 2.4 | -1
Mon, 29.01. 18:00 | 351.5 | 325.2 | 26.3 | 348.4 | 0 | 0 | 0 | 0 | 0.6 | 148.9 | 10.6 | 2.4 | -1
Mon, 29.01. 19:00 | 322.3 | 297.7 | 24.6 | 321.1 | 0 | 0 | 0 | 0 | 0.4 | 124.4 | 10.4 | 2.4 | -1
Mon, 29.01. 20:00 | 372.2 | 344.8 | 27.4 | 364.8 | 0 | 0 | 0 | 0 | 0.4 | 113.8 | 12.6 | 2.4 | -2
Mon, 29.01. 21:00 | 327.8 | 303.8 | 24 | 324.5 | 0 | 0 | 0 | 0 | 0.3 | 93.2 | 11.1 | 2.4 | -1
Mon, 29.01. 22:00 | 207.9 | 195 | 12.9 | 219.1 | 0 | 0 | 0 | 0 | 0.3 | 79.6 | 6.6 | 2.4 | -1
Mon, 29.01. 23:00 | 186.5 | 178.8 | 7.7 | 200.6 | 0 | 0 | 0 | 0 | 0.3 | 68.4 | 5.4 | 2.4 | -1
Tue, 30.01. 00:00 | 165.7 | 160.8 | 4.9 | 182.1 | 0 | 0 | 0 | 0 | 0.3 | 34.6 | 4.6 | 2.4 | -1
Tue, 30.01. 01:00 | 171.3 | 168.6 | 2.7 | 187.2 | 0 | 0 | 0 | 0 | 0.3 | 18.5 | 4.5 | 2.4 | -1
Tue, 30.01. 02:00 | 182 | 181.1 | 0.9 | 197 | 0 | 0 | 0 | 0 | 0.3 | 11 | 4.6 | 2.4 | -1
Tue, 30.01. 03:00 | 179.5 | 178.6 | 0.9 | 194.7 | 0 | 0 | 0 | 0 | 0.3 | 9.2 | 4.5 | 2.4 | -1
Tue, 30.01. 04:00 | 207.2 | 204.4 | 2.8 | 220.3 | 0 | 0 | 0 | 0 | 0.3 | 12 | 5.2 | 2.4 | -1
Tue, 30.01. 05:00 | 300.3 | 291.6 | 8.7 | 303.6 | 0 | 0 | 0 | 0 | 0.3 | 23.8 | 8.1 | 2.4 | -1
Tue, 30.01. 06:00 | 368.4 | 346.1 | 22.3 | 363.6 | 0 | 0 | 0 | 0 | 0.3 | 40.5 | 11.3 | 2.4 | -1
Tue, 30.01. 07:00 | 385.6 | 360.1 | 25.5 | 382 | 0 | 0 | 0 | 0 | 1.1 | 51.1 | 11.1 | 2.4 | -1
Tue, 30.01. 08:00 | 379 | 352 | 27 | 377.9 | 0 | 0 | 0 | 0 | 2.2 | 53.3 | 10.3 | 2.4 | -1
Tue, 30.01. 09:00 | 337.1 | 310.6 | 26.5 | 340.4 | 0 | 0 | 0 | 0 | 2.5 | 44.4 | 8.7 | 2.4 | 0
Tue, 30.01. 10:00 | 336.8 | 307.9 | 28.9 | 340 | 0 | 0 | 0 | 0 | 2.5 | 38.6 | 8.6 | 2.3 | 0
Tue, 30.01. 11:00 | 314.4 | 283.5 | 30.9 | 320.1 | 0 | 0 | 0 | 0 | 2.4 | 41.4 | 7.7 | 2.3 | 1
Tue, 30.01. 12:00 | 306.6 | 274.9 | 31.7 | 313 | 0 | 0 | 0 | 0 | 2.2 | 46.5 | 7.5 | 2.3 | 1
Tue, 30.01. 13:00 | 297.2 | 267.8 | 29.4 | 304.2 | 0 | 0 | 0 | 0 | 1.9 | 54.7 | 7.2 | 2.3 | 1
Tue, 30.01. 14:00 | 283.5 | 258.2 | 25.3 | 291.5 | 0 | 0 | 0 | 0 | 1.8 | 62.5 | 6.9 | 2.3 | 1
Tue, 30.01. 15:00 | 290.3 | 265.4 | 24.9 | 297.2 | 0 | 0 | 0 | 0 | 1.7 | 80.1 | 7.2 | 2.3 | 1
Tue, 30.01. 16:00 | 309.7 | 284.3 | 25.4 | 313.7 | 0 | 0 | 0 | 0 | 1.6 | 117.9 | 8 | 2.3 | 1
Tue, 30.01. 17:00 | 301.1 | 275 | 26.1 | 304.5 | 0 | 0 | 0 | 0 | 0.9 | 136.8 | 8.4 | 2.3 | 1
Tue, 30.01. 18:00 | 302.3 | 277.5 | 24.8 | 304.8 | 0 | 0 | 0 | 0 | 0.6 | 140.5 | 8.8 | 2.3 | 1
Tue, 30.01. 19:00 | 334.5 | 306.5 | 28 | 332.4 | 0 | 0 | 0 | 0 | 0.4 | 141.4 | 10.5 | 2.3 | 1
Tue, 30.01. 20:00 | 307.5 | 281.9 | 25.6 | 307.5 | 0 | 0 | 0 | 0 | 0.3 | 106.4 | 10 | 2.3 | 1
Tue, 30.01. 21:00 | 273.1 | 251.9 | 21.2 | 276.2 | 0 | 0 | 0 | 0 | 0.3 | 82.2 | 9.1 | 2.3 | 0
Tue, 30.01. 22:00 | 173.7 | 162.2 | 11.5 | 188.7 | 0 | 0 | 0 | 0 | 0.3 | 71.1 | 5.4 | 2.3 | 0
Tue, 30.01. 23:00 | 167 | 159.6 | 7.4 | 183.3 | 0 | 0 | 0 | 0 | 0.3 | 65.7 | 4.7 | 2.3 | 0
Wed, 31.01. 00:00 | 168 | 163 | 5 | 184.3 | 0 | 0 | 0 | 0 | 0.3 | 36 | 4.5 | 2.3 | 0
Wed, 31.01. 01:00 | 170.4 | 167.8 | 2.6 | 186.5 | 0 | 0 | 0 | 0 | 0.3 | 17.7 | 4.5 | 2.3 | -1
Wed, 31.01. 02:00 | 176.7 | 175.9 | 0.8 | 192.2 | 0 | 0 | 0 | 0 | 0.3 | 10.3 | 4.4 | 2.3 | -1
Wed, 31.01. 03:00 | 185.5 | 184.7 | 0.8 | 200.2 | 0 | 0 | 0 | 0 | 0.3 | 9.1 | 4.7 | 2.3 | -1
Wed, 31.01. 04:00 | 231.7 | 228.9 | 2.8 | 242.3 | 0 | 0 | 0 | 0 | 0.3 | 12 | 6 | 2.3 | -2
Wed, 31.01. 05:00 | 331.1 | 323 | 8.1 | 330.7 | 0 | 0 | 0 | 0 | 0.3 | 22.2 | 9.5 | 2.3 | -3
Wed, 31.01. 06:00 | 465.9 | 442.6 | 23.3 | 449.8 | 0 | 0 | 0 | 0 | 0.4 | 42.2 | 15.1 | 2.3 | -4
Wed, 31.01. 07:00 | 487.3 | 461.4 | 25.9 | 472.7 | 0 | 0 | 0 | 0 | 1.1 | 52.2 | 15.1 | 2.3 | -5
Wed, 31.01. 08:00 | 440.3 | 414.4 | 25.9 | 432.7 | 0 | 0 | 0 | 0 | 2.1 | 51.2 | 12.6 | 2.3 | -4
Wed, 31.01. 09:00 | 417.7 | 390.7 | 27 | 412.7 | 0 | 0 | 0 | 0 | 2.5 | 45.3 | 11.5 | 2.2 | -3
Wed, 31.01. 10:00 | 382.1 | 354.3 | 27.8 | 380.6 | 0 | 0 | 0 | 0 | 2.4 | 37.1 | 10.2 | 2.2 | -2
Wed, 31.01. 11:00 | 383.5 | 352.6 | 30.9 | 381.8 | 0 | 0 | 0 | 0 | 2.4 | 41.4 | 10.1 | 2.2 | -2
Wed, 31.01. 12:00 | 387.8 | 354 | 33.8 | 386.1 | 0 | 0 | 0 | 0 | 2.3 | 49.7 | 10 | 2.2 | -1
Wed, 31.01. 13:00 | 334.3 | 306.4 | 27.9 | 337.1 | 0 | 0 | 0 | 0 | 1.8 | 51.9 | 8.6 | 2.2 | -1
Wed, 31.01. 14:00 | 339.6 | 314 | 25.6 | 341.9 | 0 | 0 | 0 | 0 | 1.8 | 63.1 | 8.7 | 2.2 | -1
Wed, 31.01. 15:00 | 355.1 | 329.4 | 25.7 | 355.2 | 0 | 0 | 0 | 0 | 1.8 | 82.5 | 9.3 | 2.2 | -1
Wed, 31.01. 16:00 | 345 | 321.8 | 23.2 | 344.5 | 0 | 0 | 0 | 0 | 1.4 | 107 | 9.6 | 2.2 | -2
Wed, 31.01. 17:00 | 347.8 | 323.2 | 24.6 | 345.6 | 0 | 0 | 0 | 0 | 0.9 | 128.8 | 10.4 | 2.2 | -2
Wed, 31.01. 18:00 | 370 | 346.6 | 23.4 | 364.4 | 0 | 0 | 0 | 0 | 0.5 | 132.1 | 11.9 | 2.2 | -4
Wed, 31.01. 19:00 | 419.6 | 393 | 26.6 | 407.5 | 0 | 0 | 0 | 0 | 0.4 | 134.9 | 14.4 | 2.2 | -4.5
Wed, 31.01. 20:00 | 414.6 | 388.7 | 25.9 | 401.9 | 0 | 0 | 0 | 0 | 0.3 | 107.4 | 14.7 | 2.2 | -5
Wed, 31.01. 21:00 | 394.2 | 370.4 | 23.8 | 383 | 0 | 0 | 0 | 0 | 0.3 | 92.3 | 14.1 | 2.2 | -4.8
Wed, 31.01. 22:00 | 240.8 | 228.7 | 12.1 | 248.3 | 0 | 0 | 0 | 0 | 0.3 | 75 | 8 | 2.2 | -4.5
Wed, 31.01. 23:00 | 219.3 | 211.9 | 7.4 | 229.8 | 0 | 0 | 0 | 0 | 0.3 | 65.7 | 6.8 | 2.2 | -4.2
Thu, 01.02. 00:00 | 213.4 | 208.4 | 5 | 224.9 | 0 | 0 | 0 | 0 | 0.3 | 36.8 | 6.3 | 2.2 | -3.8
Thu, 01.02. 01:00 | 212.3 | 209.6 | 2.7 | 224 | 0 | 0 | 0 | 0 | 0.3 | 18.9 | 6 | 2.2 | -3.8
Thu, 01.02. 02:00 | 201.6 | 200.8 | 0.8 | 214.5 | 0 | 0 | 0 | 0 | 0.3 | 10.2 | 5.5 | 2.2 | -3.5
Thu, 01.02. 03:00 | 202.6 | 201.8 | 0.8 | 215.3 | 0 | 0 | 0 | 0 | 0.3 | 8.7 | 5.5 | 2.2 | -3.5
Thu, 01.02. 04:00 | 243.9 | 241.1 | 2.8 | 253.2 | 0 | 0 | 0 | 0 | 0.3 | 11.8 | 6.6 | 2.2 | -3.5
Thu, 01.02. 05:00 | 358.4 | 350 | 8.4 | 355.4 | 0 | 0 | 0 | 0 | 0.3 | 23.3 | 10.5 | 2.2 | -3.8
Thu, 01.02. 06:00 | 491.8 | 467.3 | 24.5 | 473.2 | 0 | 0 | 0 | 0 | 0.4 | 44.3 | 16 | 2.2 | -4
Thu, 01.02. 07:00 | 488.6 | 462.1 | 26.5 | 474.1 | 0 | 0 | 0 | 0 | 1.1 | 53.2 | 14.9 | 2.1 | -4
Thu, 01.02. 08:00 | 469.3 | 441.8 | 27.5 | 459.3 | 0 | 0 | 0 | 0 | 2.3 | 54.3 | 13.5 | 2.1 | -4
Thu, 01.02. 09:00 | 422 | 395.5 | 26.5 | 416.5 | 0 | 0 | 0 | 0 | 2.5 | 44.4 | 11.8 | 2.1 | -4
Thu, 01.02. 10:00 | 410.6 | 381.7 | 28.9 | 406.3 | 0 | 0 | 0 | 0 | 2.5 | 38.6 | 11.2 | 2.1 | -3
Thu, 01.02. 11:00 | 403.1 | 372.5 | 30.6 | 399.3 | 0 | 0 | 0 | 0 | 2.4 | 41 | 11.1 | 2.1 | -4
Thu, 01.02. 12:00 | 378.6 | 347.7 | 30.9 | 377.3 | 0 | 0 | 0 | 0 | 2.1 | 45.6 | 10.2 | 2.1 | -3
Thu, 01.02. 13:00 | 367.7 | 339 | 28.7 | 367.1 | 0 | 0 | 0 | 0 | 1.9 | 53.5 | 9.9 | 2.1 | -3
Thu, 01.02. 14:00 | 362.5 | 336.2 | 26.3 | 362.5 | 0 | 0 | 0 | 0 | 1.9 | 65 | 9.6 | 2.1 | -2
Thu, 01.02. 15:00 | 367.8 | 342.1 | 25.7 | 366.6 | 0 | 0 | 0 | 0 | 1.8 | 82.5 | 9.8 | 2.1 | -2
Thu, 01.02. 16:00 | 352.7 | 328.4 | 24.3 | 351.9 | 0 | 0 | 0 | 0 | 1.5 | 112.4 | 9.7 | 2.1 | -1
Thu, 01.02. 17:00 | 370 | 343.2 | 26.8 | 365.9 | 0 | 0 | 0 | 0 | 0.9 | 140.7 | 10.8 | 2.1 | -1
Thu, 01.02. 18:00 | 354.7 | 330.4 | 24.3 | 351.1 | 0 | 0 | 0 | 0 | 0.5 | 137.7 | 10.8 | 2.1 | -1
Thu, 01.02. 19:00 | 370.4 | 345.3 | 25.1 | 363.8 | 0 | 0 | 0 | 0 | 0.4 | 127 | 12.2 | 2.1 | -2
Thu, 01.02. 20:00 | 375.5 | 350.2 | 25.3 | 367.4 | 0 | 0 | 0 | 0 | 0.3 | 105.3 | 12.7 | 2.1 | -2
Thu, 01.02. 21:00 | 375.6 | 351.2 | 24.4 | 366.7 | 0 | 0 | 0 | 0 | 0.3 | 95.1 | 12.9 | 2.1 | -2
Thu, 01.02. 22:00 | 202.1 | 190.1 | 12 | 214.1 | 0 | 0 | 0 | 0 | 0.3 | 74.2 | 6.4 | 2.1 | -1
Thu, 01.02. 23:00 | 192.5 | 184.8 | 7.7 | 206.3 | 0 | 0 | 0 | 0 | 0.3 | 68.4 | 5.6 | 2.1 | -1
Fri, 02.02. 00:00 | 177.3 | 172.1 | 5.2 | 193 | 0 | 0 | 0 | 0 | 0.3 | 37.5 | 4.9 | 2.1 | -1
Fri, 02.02. 01:00 | 151.9 | 149.6 | 2.3 | 170.2 | 0 | 0 | 0 | 0 | 0.2 | 16.6 | 3.9 | 2.1 | -1
Fri, 02.02. 02:00 | 164.9 | 164 | 0.9 | 182.2 | 0 | 0 | 0 | 0 | 0.3 | 10.8 | 4 | 2.1 | 0
Fri, 02.02. 03:00 | 160.8 | 160 | 0.8 | 178.5 | 0 | 0 | 0 | 0 | 0.3 | 8.9 | 3.9 | 2.1 | 0
Fri, 02.02. 04:00 | 197.2 | 194.3 | 2.9 | 212 | 0 | 0 | 0 | 0 | 0.3 | 12.3 | 4.8 | 2.1 | 0
Fri, 02.02. 05:00 | 251.2 | 243.4 | 7.8 | 260.2 | 0 | 0 | 0 | 0 | 0.3 | 21.5 | 6.6 | 2.1 | 0
Fri, 02.02. 06:00 | 370.5 | 346.3 | 24.2 | 366.4 | 0 | 0 | 0 | 0 | 0.4 | 43.9 | 11.2 | 2 | 0
Fri, 02.02. 07:00 | 390.3 | 361.7 | 28.6 | 387.3 | 0 | 0 | 0 | 0 | 1.2 | 57.4 | 10.9 | 2 | 1
Fri, 02.02. 08:00 | 307.5 | 283.2 | 24.3 | 313.9 | 0 | 0 | 0 | 0 | 2 | 48 | 8 | 2 | 1
Fri, 02.02. 09:00 | 299.9 | 274.5 | 25.4 | 307.1 | 0 | 0 | 0 | 0 | 2.3 | 42.6 | 7.6 | 2 | 1
Fri, 02.02. 10:00 | 283.5 | 256.3 | 27.2 | 292.5 | 0 | 0 | 0 | 0 | 2.4 | 36.3 | 6.9 | 2 | 2
Fri, 02.02. 11:00 | 293.7 | 262.6 | 31.1 | 302.1 | 0 | 0 | 0 | 0 | 2.4 | 41.9 | 7 | 2 | 2
Fri, 02.02. 12:00 | 297.7 | 264.6 | 33.1 | 305.8 | 0 | 0 | 0 | 0 | 2.3 | 48.8 | 7.1 | 2 | 2
Fri, 02.02. 13:00 | 266.6 | 238.2 | 28.4 | 277.1 | 0 | 0 | 0 | 0 | 1.9 | 53 | 6.3 | 2 | 2
Fri, 02.02. 14:00 | 270 | 244 | 26 | 280.1 | 0 | 0 | 0 | 0 | 1.9 | 64.4 | 6.4 | 2 | 2
Fri, 02.02. 15:00 | 273.5 | 248.1 | 25.4 | 282.7 | 0 | 0 | 0 | 0 | 1.7 | 81.7 | 6.6 | 2 | 2
Fri, 02.02. 16:00 | 262 | 238.7 | 23.3 | 271.3 | 0 | 0 | 0 | 0 | 1.4 | 108.1 | 6.6 | 1.9 | 2
Fri, 02.02. 17:00 | 294.6 | 268.1 | 26.5 | 299.4 | 0 | 0 | 0 | 0 | 0.9 | 139.4 | 8.2 | 1.9 | 1
Fri, 02.02. 18:00 | 272.9 | 249.5 | 23.4 | 278.9 | 0 | 0 | 0 | 0 | 0.5 | 132.1 | 7.9 | 1.9 | 1
Fri, 02.02. 19:00 | 281.8 | 257.3 | 24.5 | 286 | 0 | 0 | 0 | 0 | 0.4 | 124.4 | 8.8 | 1.9 | 1
Fri, 02.02. 20:00 | 303.6 | 277.2 | 26.4 | 304.7 | 0 | 0 | 0 | 0 | 0.4 | 109.6 | 9.8 | 1.9 | 1
Fri, 02.02. 21:00 | 275.1 | 252.1 | 23 | 278.7 | 0 | 0 | 0 | 0 | 0.3 | 89.6 | 9.1 | 1.9 | 1
Fri, 02.02. 22:00 | 161.7 | 149.3 | 12.4 | 178.6 | 0 | 0 | 0 | 0 | 0.3 | 76.5 | 4.9 | 1.9 | 2
Fri, 02.02. 23:00 | 149.3 | 142.1 | 7.2 | 168 | 0 | 0 | 0 | 0 | 0.3 | 63.7 | 4.1 | 1.9 | 1
Sat, 03.02. 00:00 | 148.2 | 142.4 | 5.8 | 167.1 | 0 | 0 | 0 | 0 | 0.3 | 55.7 | 3.9 | 1.9 | 1
Sat, 03.02. 01:00 | 144.9 | 141.7 | 3.2 | 164.2 | 0 | 0 | 0 | 0 | 0.3 | 31.6 | 3.6 | 1.9 | 1
Sat, 03.02. 02:00 | 142.3 | 140.5 | 1.8 | 162 | 0 | 0 | 0 | 0 | 0.3 | 20 | 3.4 | 1.9 | 1
Sat, 03.02. 03:00 | 127.8 | 127 | 0.8 | 149.1 | 0 | 0 | 0 | 0 | 0.3 | 11.4 | 2.8 | 1.9 | 2
Sat, 03.02. 04:00 | 148.2 | 146.7 | 1.5 | 167.7 | 0 | 0 | 0 | 0 | 0.3 | 10.8 | 3.3 | 1.9 | 2
Sat, 03.02. 05:00 | 185.1 | 183.4 | 1.7 | 200.9 | 0 | 0 | 0 | 0 | 0.3 | 12 | 4.1 | 1.9 | 3
Sat, 03.02. 06:00 | 264.1 | 261.3 | 2.8 | 271.6 | 0 | 0 | 0 | 0 | 0.3 | 13.1 | 6 | 1.9 | 3
Sat, 03.02. 07:00 | 250 | 243.8 | 6.2 | 260.8 | 0 | 0 | 0 | 0 | 0.4 | 14 | 5.4 | 1.8 | 4
Sat, 03.02. 08:00 | 234.6 | 220.1 | 14.5 | 247.5 | 0 | 0 | 0 | 0 | 0.6 | 19.2 | 5.6 | 1.8 | 4
Sat, 03.02. 09:00 | 222.3 | 195.2 | 27.1 | 236.2 | 0 | 0 | 0 | 0 | 0.7 | 25.5 | 6.4 | 1.8 | 5
Sat, 03.02. 10:00 | 204.1 | 174.9 | 29.2 | 219.5 | 0 | 0 | 0 | 0 | 0.6 | 43.6 | 6.1 | 1.8 | 5
Sat, 03.02. 11:00 | 192.6 | 160.4 | 32.2 | 209.2 | 0 | 0 | 0 | 0 | 0.6 | 53 | 5.8 | 1.8 | 6
Sat, 03.02. 12:00 | 194.5 | 162.2 | 32.3 | 211.2 | 0 | 0 | 0 | 0 | 0.6 | 75.3 | 5.6 | 1.8 | 6
Sat, 03.02. 13:00 | 185 | 156.3 | 28.7 | 202.8 | 0 | 0 | 0 | 0 | 0.6 | 84.2 | 4.9 | 1.7 | 6
Sat, 03.02. 14:00 | 182.7 | 155.4 | 27.3 | 200.8 | 0 | 0 | 0 | 0 | 0.6 | 83.8 | 4.6 | 1.7 | 6
Sat, 03.02. 15:00 | 207 | 180.2 | 26.8 | 222.7 | 0 | 0 | 0 | 0 | 0.6 | 85.1 | 5.1 | 1.7 | 5
Sat, 03.02. 16:00 | 198.7 | 173.7 | 25 | 214.6 | 0 | 0 | 0 | 0 | 0.5 | 81.8 | 5 | 1.7 | 5
Sat, 03.02. 17:00 | 206.9 | 182.8 | 24.1 | 221.1 | 0 | 0 | 0 | 0 | 0.4 | 81.6 | 5.6 | 1.7 | 4
Sat, 03.02. 18:00 | 206.2 | 184.6 | 21.6 | 219.8 | 0 | 0 | 0 | 0 | 0.3 | 82.5 | 5.8 | 1.7 | 4
Sat, 03.02. 19:00 | 236.2 | 212.9 | 23.3 | 246.3 | 0 | 0 | 0 | 0 | 0.3 | 87.7 | 6.9 | 1.7 | 4
Sat, 03.02. 20:00 | 224 | 203.9 | 20.1 | 234.6 | 0 | 0 | 0 | 0 | 0.3 | 73.3 | 6.6 | 1.7 | 4
Sat, 03.02. 21:00 | 210.3 | 195.6 | 14.7 | 221.9 | 0 | 0 | 0 | 0 | 0.3 | 64.4 | 6.2 | 1.6 | 3
Sat, 03.02. 22:00 | 130.5 | 119.7 | 10.8 | 150.9 | 0 | 0 | 0 | 0 | 0.2 | 57.9 | 3.9 | 1.6 | 3
Sat, 03.02. 23:00 | 128.8 | 120.9 | 7.9 | 149.8 | 0 | 0 | 0 | 0 | 0.3 | 60.8 | 3.5 | 1.6 | 3
Sun, 04.02. 00:00 | 113.5 | 108 | 5.5 | 136.2 | 0 | 0 | 0 | 0 | 0.3 | 65 | 2.9 | 1.6 | 3
Sun, 04.02. 01:00 | 102.4 | 99.2 | 3.2 | 126.4 | 0 | 0 | 0 | 0 | 0.3 | 55.2 | 2.3 | 1.6 | 4
Sun, 04.02. 02:00 | 79.4 | 77.7 | 1.7 | 105.7 | 0 | 0 | 0 | 0 | 0.2 | 33.6 | 1.6 | 1.6 | 5
Sun, 04.02. 03:00 | 91.4 | 90.5 | 0.9 | 116.8 | 0 | 0 | 0 | 0 | 0.3 | 19 | 1.7 | 1.6 | 5
Sun, 04.02. 04:00 | 97.4 | 95.6 | 1.8 | 122.4 | 0 | 0 | 0 | 0 | 0.3 | 11.6 | 1.9 | 1.6 | 5
Sun, 04.02. 05:00 | 106.4 | 104.6 | 1.8 | 130.8 | 0 | 0 | 0 | 0 | 0.2 | 8.7 | 1.9 | 1.6 | 6
Sun, 04.02. 06:00 | 138.1 | 135.4 | 2.7 | 160 | 0 | 0 | 0 | 0 | 0.3 | 10 | 2.4 | 1.6 | 7
Sun, 04.02. 07:00 | 154.2 | 148 | 6.2 | 175.4 | 0 | 0 | 0 | 0 | 0.3 | 12 | 2.9 | 1.6 | 7
Sun, 04.02. 08:00 | 143.8 | 129.7 | 14.1 | 165.8 | 0 | 0 | 0 | 0 | 0.4 | 11.5 | 3.5 | 1.6 | 7
Sun, 04.02. 09:00 | 129.5 | 104.5 | 25 | 152.4 | 0 | 0 | 0 | 0 | 0.3 | 12.6 | 4.2 | 1.6 | 8
Sun, 04.02. 10:00 | 127 | 100.1 | 26.9 | 150 | 0 | 0 | 0 | 0 | 0.3 | 14.9 | 4.4 | 1.6 | 8
Sun, 04.02. 11:00 | 127.1 | 98.9 | 28.2 | 150 | 0 | 0 | 0 | 0 | 0.3 | 21.8 | 4.5 | 1.6 | 8
Sun, 04.02. 12:00 | 129.9 | 102.6 | 27.3 | 152.7 | 0 | 0 | 0 | 0 | 0.4 | 33.6 | 4.4 | 1.5 | 8
Sun, 04.02. 13:00 | 105.6 | 84.6 | 21 | 131 | 0 | 0 | 0 | 0 | 0.3 | 42.7 | 3.3 | 1.5 | 9
Sun, 04.02. 14:00 | 99.3 | 81.2 | 18.1 | 125.2 | 0 | 0 | 0 | 0 | 0.3 | 58.1 | 2.9 | 1.5 | 9
Sun, 04.02. 15:00 | 99.7 | 83.5 | 16.2 | 125.5 | 0 | 0 | 0 | 0 | 0.3 | 55.5 | 2.7 | 1.5 | 9
Sun, 04.02. 16:00 | 96.9 | 81.8 | 15.1 | 122.7 | 0 | 0 | 0 | 0 | 0.3 | 61.1 | 2.6 | 1.5 | 9
Sun, 04.02. 17:00 | 87.1 | 71.1 | 16 | 113.8 | 0 | 0 | 0 | 0 | 0.3 | 64.4 | 2.5 | 1.5 | 10
Sun, 04.02. 18:00 | 96.3 | 78.2 | 18.1 | 122 | 0 | 0 | 0 | 0 | 0.3 | 84.1 | 3 | 1.5 | 10
Sun, 04.02. 19:00 | 108.4 | 87.8 | 20.6 | 132.9 | 0 | 0 | 0 | 0 | 0.3 | 95.8 | 3.4 | 1.5 | 10
Sun, 04.02. 20:00 | 94.5 | 77.4 | 17.1 | 120 | 0 | 0 | 0 | 0 | 0.2 | 77.8 | 2.9 | 1.5 | 10
Sun, 04.02. 21:00 | 91.4 | 76.5 | 14.9 | 117.2 | 0 | 0 | 0 | 0 | 0.3 | 67.7 | 2.7 | 1.4 | 10
Sun, 04.02. 22:00 | 41.4 | 30.8 | 10.6 | 71.4 | 0 | 0 | 0 | 0 | 0.2 | 52.3 | 1.5 | 1.4 | 11
Sun, 04.02. 23:00 | 33.7 | 26.5 | 7.2 | 64.6 | 0 | 0 | 0 | 0 | 0.3 | 44.1 | 1 | 1.4 | 11
Mon, 05.02. 00:00 | 23.8 | 18.9 | 4.9 | 55.8 | 0 | 0 | 0 | 0 | 0.3 | 34.9 | 0.6 | 1.4 | 11
Mon, 05.02. 01:00 | 26.8 | 24.2 | 2.6 | 59.1 | 0 | 0 | 0 | 0 | 0.3 | 18.1 | 0.3 | 1.4 | 10
Mon, 05.02. 02:00 | 24.7 | 23.9 | 0.8 | 57.2 | 0 | 0 | 0 | 0 | 0.3 | 9.9 | 0.1 | 1.4 | 10
Mon, 05.02. 03:00 | 20.5 | 19.7 | 0.8 | 53.1 | 0 | 0 | 0 | 0 | 0.3 | 8.7 | 0.1 | 1.4 | 11
Mon, 05.02. 04:00 | 26.2 | 23.6 | 2.6 | 58.5 | 0 | 0 | 0 | 0 | 0.2 | 11.2 | 0.3 | 1.4 | 11
Mon, 05.02. 05:00 | 45.4 | 36.7 | 8.7 | 77 | 0 | 0 | 0 | 0 | 0.3 | 23.8 | 1 | 1.4 | 11
Mon, 05.02. 06:00 | 68.5 | 45 | 23.5 | 98.4 | 0 | 0 | 0 | 0 | 0.4 | 42.6 | 2.6 | 1.4 | 11
Mon, 05.02. 07:00 | 76.9 | 49.2 | 27.7 | 106.5 | 0 | 0 | 0 | 0 | 1.2 | 55.8 | 2.8 | 1.4 | 11
Mon, 05.02. 08:00 | 70.9 | 44.2 | 26.7 | 101 | 0 | 0 | 0 | 0 | 2.2 | 52.7 | 2.4 | 1.3 | 11
Mon, 05.02. 09:00 | 65.8 | 39.9 | 25.9 | 96.4 | 0 | 0 | 0 | 0 | 2.4 | 43.5 | 1.9 | 1.3 | 11
Mon, 05.02. 10:00 | 63.6 | 37 | 26.6 | 94.4 | 0 | 0 | 0 | 0 | 2.3 | 35.6 | 1.6 | 1.3 | 11
Mon, 05.02. 11:00 | 70.9 | 39.2 | 31.7 | 101.8 | 0 | 0 | 0 | 0 | 2.5 | 42.7 | 1.6 | 1.2 | 11
Mon, 05.02. 12:00 | 66.9 | 36.1 | 30.8 | 97.9 | 0 | 0 | 0 | 0 | 2.1 | 45.6 | 1.5 | 1.2 | 11
Mon, 05.02. 13:00 | 61.6 | 33.9 | 27.7 | 92.8 | 0 | 0 | 0 | 0 | 1.8 | 51.9 | 1.3 | 1.2 | 11
Mon, 05.02. 14:00 | 60.2 | 34.7 | 25.5 | 91.4 | 0 | 0 | 0 | 0 | 1.8 | 63.1 | 1.3 | 1.2 | 11
Mon, 05.02. 15:00 | 61.4 | 35.8 | 25.6 | 92.6 | 0 | 0 | 0 | 0 | 1.8 | 82.5 | 1.3 | 1.2 | 11
Mon, 05.02. 16:00 | 59.3 | 34.8 | 24.5 | 90.3 | 0 | 0 | 0 | 0 | 1.5 | 113.5 | 1.4 | 1.1 | 11
Mon, 05.02. 17:00 | 55.8 | 31.6 | 24.2 | 86.6 | 0 | 0 | 0 | 0 | 0.9 | 127.4 | 1.7 | 1.1 | 11
Mon, 05.02. 18:00 | 60.4 | 34.9 | 25.5 | 90.7 | 0 | 0 | 0 | 0 | 0.6 | 144.7 | 2.1 | 1.1 | 11
Mon, 05.02. 19:00 | 57 | 32.5 | 24.5 | 87 | 0 | 0 | 0 | 0 | 0.4 | 124.4 | 2.5 | 1.1 | 11
Mon, 05.02. 20:00 | 58.8 | 33.6 | 25.2 | 88.6 | 0 | 0 | 0 | 0 | 0.3 | 105.3 | 2.7 | 1.1 | 11
Mon, 05.02. 21:00 | 55 | 32.1 | 22.9 | 84.9 | 0 | 0 | 0 | 0 | 0.3 | 89.6 | 2.6 | 1 | 11
Mon, 05.02. 22:00 | 34.7 | 22.1 | 12.6 | 65.8 | 0 | 0 | 0 | 0 | 0.3 | 78.8 | 1.5 | 1 | 11
Mon, 05.02. 23:00 | 28.2 | 20.5 | 7.7 | 59.7 | 0 | 0 | 0 | 0 | 0.3 | 67.7 | 0.9 | 1 | 11
Tue, 06.02. 00:00 | 25 | 20.3 | 4.7 | 56.7 | 0 | 0 | 0 | 0 | 0.2 | 34.2 | 0.6 | 1 | 11
Tue, 06.02. 01:00 | 25.8 | 23 | 2.8 | 57.7 | 0 | 0 | 0 | 0 | 0.3 | 19.6 | 0.4 | 1 | 11
Tue, 06.02. 02:00 | 24.5 | 23.6 | 0.9 | 56.7 | 0 | 0 | 0 | 0 | 0.3 | 11.1 | 0.1 | 1 | 11
Tue, 06.02. 03:00 | 25.2 | 24.3 | 0.9 | 57.3 | 0 | 0 | 0 | 0 | 0.3 | 9.6 | 0.1 | 1 | 11
Tue, 06.02. 04:00 | 32.9 | 30.1 | 2.8 | 64.8 | 0 | 0 | 0 | 0 | 0.3 | 12.2 | 0.4 | 1 | 11
Tue, 06.02. 05:00 | 51.8 | 43.6 | 8.2 | 82.6 | 0 | 0 | 0 | 0 | 0.3 | 22.4 | 1 | 1 | 11
Tue, 06.02. 06:00 | 80.4 | 57.7 | 22.7 | 109.2 | 0 | 0 | 0 | 0 | 0.4 | 41.3 | 2.7 | 1 | 11
Tue, 06.02. 07:00 | 93.3 | 67.2 | 26.1 | 122 | 0 | 0 | 0 | 0 | 1.1 | 52.7 | 2.9 | 0.9 | 10
Tue, 06.02. 08:00 | 86.8 | 61.2 | 25.6 | 116.1 | 0 | 0 | 0 | 0 | 2.1 | 50.7 | 2.4 | 0.9 | 10
Tue, 06.02. 09:00 | 83.9 | 57.8 | 26.1 | 113.7 | 0 | 0 | 0 | 0 | 2.4 | 44 | 2 | 0.8 | 10
Tue, 06.02. 10:00 | 88.8 | 59.1 | 29.7 | 118.6 | 0 | 0 | 0 | 0 | 2.6 | 39.7 | 1.9 | 0.8 | 10
Tue, 06.02. 11:00 | 84.4 | 54 | 30.4 | 114.5 | 0 | 0 | 0 | 0 | 2.4 | 41 | 1.7 | 0.8 | 10
Tue, 06.02. 12:00 | 80.8 | 50.6 | 30.2 | 111.1 | 0 | 0 | 0 | 0 | 2.1 | 44.6 | 1.6 | 0.8 | 10
Tue, 06.02. 13:00 | 84.3 | 53.6 | 30.7 | 114.5 | 0 | 0 | 0 | 0 | 2 | 57.4 | 1.6 | 0.7 | 10
Tue, 06.02. 14:00 | 77.3 | 51.1 | 26.2 | 107.8 | 0 | 0 | 0 | 0 | 1.9 | 65 | 1.5 | 0.7 | 10
Tue, 06.02. 15:00 | 75.5 | 50.4 | 25.1 | 105.9 | 0 | 0 | 0 | 0 | 1.7 | 80.9 | 1.4 | 0.7 | 10
Tue, 06.02. 16:00 | 85.2 | 61 | 24.2 | 114.3 | 0 | 0 | 0 | 0 | 1.5 | 112.4 | 1.8 | 0.7 | 9
Tue, 06.02. 17:00 | 80.7 | 56.5 | 24.2 | 109.5 | 0 | 0 | 0 | 0 | 0.9 | 127.4 | 2.1 | 0.7 | 9
Tue, 06.02. 18:00 | 85.2 | 60.4 | 24.8 | 113.5 | 0 | 0 | 0 | 0 | 0.6 | 140.5 | 2.4 | 0.6 | 9
Tue, 06.02. 19:00 | 89.4 | 62.8 | 26.6 | 116.9 | 0 | 0 | 0 | 0 | 0.4 | 134.9 | 3.1 | 0.6 | 9
Tue, 06.02. 20:00 | 98.8 | 72.8 | 26 | 125 | 0 | 0 | 0 | 0 | 0.3 | 108.5 | 3.5 | 0.6 | 8
Tue, 06.02. 21:00 | 89.8 | 67.1 | 22.7 | 116.4 | 0 | 0 | 0 | 0 | 0.3 | 88.6 | 3.2 | 0.6 | 8
Tue, 06.02. 22:00 | 65.2 | 52.6 | 12.6 | 93.4 | 0 | 0 | 0 | 0 | 0.3 | 78.8 | 2.1 | 0.6 | 8
Tue, 06.02. 23:00 | 55.3 | 48 | 7.3 | 84.3 | 0 | 0 | 0 | 0 | 0.3 | 65.1 | 1.4 | 0.6 | 8
Wed, 07.02. 00:00 | 55.1 | 50.1 | 5 | 84.1 | 0 | 0 | 0 | 0 | 0.3 | 36.8 | 1.2 | 0.6 | 8
Wed, 07.02. 01:00 | 53 | 50.3 | 2.7 | 82.2 | 0 | 0 | 0 | 0 | 0.3 | 18.9 | 0.9 | 0.6 | 8
Wed, 07.02. 02:00 | 46.5 | 45.8 | 0.7 | 76.3 | 0 | 0 | 0 | 0 | 0.2 | 9.5 | 0.6 | 0.6 | 8
Wed, 07.02. 03:00 | 55.9 | 55 | 0.9 | 85.2 | 0 | 0 | 0 | 0 | 0.3 | 9.7 | 0.7 | 0.5 | 8
Wed, 07.02. 04:00 | 58.5 | 55.8 | 2.7 | 87.7 | 0 | 0 | 0 | 0 | 0.3 | 11.4 | 0.9 | 0.5 | 8
Wed, 07.02. 05:00 | 97.3 | 88.9 | 8.4 | 123.4 | 0 | 0 | 0 | 0 | 0.3 | 23.3 | 2.1 | 0.5 | 7
Wed, 07.02. 06:00 | 135.3 | 110.7 | 24.6 | 158.2 | 0 | 0 | 0 | 0 | 0.4 | 44.7 | 4.1 | 0.5 | 7
Wed, 07.02. 07:00 | 140.8 | 113.3 | 27.5 | 163.8 | 0 | 0 | 0 | 0 | 1.2 | 55.3 | 4.2 | 0.5 | 7
Wed, 07.02. 08:00 | 137.2 | 111.3 | 25.9 | 160.5 | 0 | 0 | 0 | 0 | 2.1 | 51.2 | 3.7 | 0.5 | 6
Wed, 07.02. 09:00 | 125.8 | 98.8 | 27 | 150.6 | 0 | 0 | 0 | 0 | 2.5 | 45.3 | 3.1 | 0.5 | 7
Wed, 07.02. 10:00 | 97.2 | 70.1 | 27.1 | 125.1 | 0 | 0 | 0 | 0 | 2.4 | 36.3 | 2.2 | 0.5 | 9
Wed, 07.02. 11:00 | 101.9 | 71.1 | 30.8 | 129.7 | 0 | 0 | 0 | 0 | 2.4 | 41.4 | 2.1 | 0.5 | 9
Wed, 07.02. 12:00 | 78.4 | 49.1 | 29.3 | 107.8 | 0 | 0 | 0 | 0 | 2 | 43.2 | 1.7 | 0.5 | 11
Wed, 07.02. 13:00 | 70.1 | 41.5 | 28.6 | 99.4 | 0 | 0 | 0 | 0 | 1.9 | 53.5 | 1.6 | 0.5 | 13
Wed, 07.02. 14:00 | 58.6 | 33.4 | 25.2 | 88 | 0 | 0 | 0 | 0 | 1.8 | 62.5 | 1.5 | 0.5 | 15
Wed, 07.02. 15:00 | 62.4 | 37.6 | 24.8 | 91.7 | 0 | 0 | 0 | 0 | 1.7 | 80.1 | 1.5 | 0.4 | 14
Wed, 07.02. 16:00 | 62.7 | 39.4 | 23.3 | 91.9 | 0 | 0 | 0 | 0 | 1.4 | 108.1 | 1.6 | 0.4 | 13
Wed, 07.02. 17:00 | 79.5 | 54.1 | 25.4 | 108.2 | 0 | 0 | 0 | 0 | 0.9 | 134.1 | 2.1 | 0.4 | 10
Wed, 07.02. 18:00 | 75.1 | 50.4 | 24.7 | 103.4 | 0 | 0 | 0 | 0 | 0.6 | 140.5 | 2.4 | 0.4 | 11
Wed, 07.02. 19:00 | 73.4 | 49 | 24.4 | 101.2 | 0 | 0 | 0 | 0 | 0.4 | 124.4 | 2.8 | 0.4 | 11
Wed, 07.02. 20:00 | 82.6 | 55.1 | 27.5 | 109.4 | 0 | 0 | 0 | 0 | 0.4 | 114.9 | 3.4 | 0.4 | 11
Wed, 07.02. 21:00 | 74.6 | 50.2 | 24.4 | 101.8 | 0 | 0 | 0 | 0 | 0.3 | 95.1 | 3.1 | 0.4 | 11
Wed, 07.02. 22:00 | 36.8 | 25 | 11.8 | 67 | 0 | 0 | 0 | 0 | 0.3 | 73.4 | 1.5 | 0.4 | 11
Wed, 07.02. 23:00 | 36.1 | 28.6 | 7.5 | 67.2 | 0 | 0 | 0 | 0 | 0.3 | 67.1 | 1 | 0.4 | 10
Thu, 08.02. 00:00 | 52.3 | 47.2 | 5.1 | 81.6 | 0 | 0 | 0 | 0 | 0.3 | 37.1 | 1.1 | 0.4 | 9
Thu, 08.02. 01:00 | 60.3 | 57.6 | 2.7 | 88.7 | 0 | 0 | 0 | 0 | 0.3 | 18.6 | 1 | 0.4 | 8
Thu, 08.02. 02:00 | 59.6 | 58.8 | 0.8 | 88.2 | 0 | 0 | 0 | 0 | 0.3 | 10.5 | 0.8 | 0.4 | 8
Thu, 08.02. 03:00 | 73.5 | 72.7 | 0.8 | 100.7 | 0 | 0 | 0 | 0 | 0.3 | 9.2 | 1.1 | 0.4 | 7
Thu, 08.02. 04:00 | 98.3 | 95.5 | 2.8 | 123.2 | 0 | 0 | 0 | 0 | 0.3 | 11.8 | 1.8 | 0.4 | 6
Thu, 08.02. 05:00 | 151.3 | 142.6 | 8.7 | 171.7 | 0 | 0 | 0 | 0 | 0.3 | 24 | 3.3 | 0.4 | 6
Thu, 08.02. 06:00 | 224.5 | 200.9 | 23.6 | 237.2 | 0 | 0 | 0 | 0 | 0.4 | 43 | 6.4 | 0.4 | 4
Thu, 08.02. 07:00 | 247.7 | 220.8 | 26.9 | 259.5 | 0 | 0 | 0 | 0 | 1.2 | 54.3 | 6.8 | 0.4 | 3
Thu, 08.02. 08:00 | 208.4 | 181.8 | 26.6 | 225.2 | 0 | 0 | 0 | 0 | 2.2 | 52.7 | 5.2 | 0.4 | 5
Thu, 08.02. 09:00 | 181.3 | 153.6 | 27.7 | 201.3 | 0 | 0 | 0 | 0 | 2.5 | 46.6 | 4.1 | 0.4 | 7
Thu, 08.02. 10:00 | 149.1 | 122.6 | 26.5 | 171.9 | 0 | 0 | 0 | 0 | 2.3 | 35.6 | 3.2 | 0.4 | 8
Thu, 08.02. 11:00 | 137.4 | 108.5 | 28.9 | 161.7 | 0 | 0 | 0 | 0 | 2.2 | 39 | 2.7 | 0.4 | 9
Thu, 08.02. 12:00 | 140.5 | 106.9 | 33.6 | 165.3 | 0 | 0 | 0 | 0 | 2.3 | 49.7 | 2.7 | 0.4 | 10
Thu, 08.02. 13:00 | 139.7 | 107.3 | 32.4 | 164.5 | 0 | 0 | 0 | 0 | 2.1 | 60.7 | 2.6 | 0.4 | 10
Thu, 08.02. 14:00 | 116.5 | 91.6 | 24.9 | 142.5 | 0 | 0 | 0 | 0 | 1.8 | 61.8 | 2.2 | 0.4 | 10
Thu, 08.02. 15:00 | 113.8 | 90.2 | 23.6 | 139.7 | 0 | 0 | 0 | 0 | 1.6 | 76.1 | 2.1 | 0.4 | 10
Thu, 08.02. 16:00 | 131.4 | 109.1 | 22.3 | 154.6 | 0 | 0 | 0 | 0 | 1.4 | 103.7 | 2.8 | 0.4 | 8
Thu, 08.02. 17:00 | 170.4 | 145.8 | 24.6 | 188.8 | 0 | 0 | 0 | 0 | 0.9 | 130.1 | 4.4 | 0.4 | 5
Thu, 08.02. 18:00 | 186 | 161.7 | 24.3 | 202.2 | 0 | 0 | 0 | 0 | 0.5 | 137.7 | 5.1 | 0.4 | 4
Thu, 08.02. 19:00 | 191.3 | 165.8 | 25.5 | 206.3 | 0 | 0 | 0 | 0 | 0.4 | 129.6 | 5.9 | 0.4 | 4
Thu, 08.02. 20:00 | 222.2 | 195.7 | 26.5 | 233.4 | 0 | 0 | 0 | 0 | 0.4 | 110.7 | 7.1 | 0.3 | 2
Thu, 08.02. 21:00 | 231.2 | 206.1 | 25.1 | 241.1 | 0 | 0 | 0 | 0 | 0.3 | 97.8 | 7.6 | 0.3 | 1
Thu, 08.02. 22:00 | 165.6 | 153.2 | 12.4 | 182 | 0 | 0 | 0 | 0 | 0.3 | 77.3 | 5.1 | 0.3 | 0
Thu, 08.02. 23:00 | 170.9 | 163.2 | 7.7 | 186.7 | 0 | 0 | 0 | 0 | 0.3 | 69 | 4.9 | 0.3 | -1
Fri, 09.02. 00:00 | 156.7 | 151.6 | 5.1 | 174.2 | 0 | 0 | 0 | 0 | 0.3 | 37.5 | 4.2 | 0.3 | 0
Fri, 09.02. 01:00 | 168.8 | 166.2 | 2.6 | 185 | 0 | 0 | 0 | 0 | 0.3 | 18.3 | 4.5 | 0.3 | -2
Fri, 09.02. 02:00 | 170.1 | 169.3 | 0.8 | 186.1 | 0 | 0 | 0 | 0 | 0.3 | 10.4 | 4.3 | 0.3 | -2
Fri, 09.02. 03:00 | 166.8 | 165.9 | 0.9 | 183.4 | 0 | 0 | 0 | 0 | 0.3 | 9.3 | 4.1 | 0.3 | -1
Fri, 09.02. 04:00 | 177.7 | 174.9 | 2.8 | 193.8 | 0 | 0 | 0 | 0 | 0.3 | 11.6 | 4.4 | 0.3 | -1
Fri, 09.02. 05:00 | 220.1 | 211.5 | 8.6 | 232.6 | 0 | 0 | 0 | 0 | 0.3 | 23.8 | 5.5 | 0.3 | 1
Fri, 09.02. 06:00 | 289.8 | 265.3 | 24.5 | 295.2 | 0 | 0 | 0 | 0 | 0.4 | 44.7 | 8.6 | 0.3 | 1
Fri, 09.02. 07:00 | 272.5 | 247.4 | 25.1 | 281.2 | 0 | 0 | 0 | 0 | 1.1 | 50.6 | 7.7 | 0.3 | 1
Fri, 09.02. 08:00 | 258 | 231.7 | 26.3 | 269.4 | 0 | 0 | 0 | 0 | 2.2 | 52.2 | 6.7 | 0.3 | 2
Fri, 09.02. 09:00 | 213.2 | 186.6 | 26.6 | 229.6 | 0 | 0 | 0 | 0 | 2.5 | 44.8 | 5 | 0.3 | 5
Fri, 09.02. 10:00 | 190.5 | 163.2 | 27.3 | 209.1 | 0 | 0 | 0 | 0 | 2.4 | 36.7 | 4.2 | 0.3 | 6
Fri, 09.02. 11:00 | 174 | 143 | 31 | 194.9 | 0 | 0 | 0 | 0 | 2.4 | 41.9 | 3.5 | 0.3 | 8
Fri, 09.02. 12:00 | 141.4 | 110.9 | 30.5 | 165.6 | 0 | 0 | 0 | 0 | 2.1 | 45.1 | 2.7 | 0.3 | 10
Fri, 09.02. 13:00 | 153.5 | 121.5 | 32 | 177 | 0 | 0 | 0 | 0 | 2.1 | 60.1 | 2.9 | 0.3 | 10
Fri, 09.02. 14:00 | 138.9 | 112.1 | 26.8 | 163.1 | 0 | 0 | 0 | 0 | 1.9 | 66.3 | 2.6 | 0.3 | 10
Fri, 09.02. 15:00 | 124.2 | 101.1 | 23.1 | 149 | 0 | 0 | 0 | 0 | 1.6 | 74.5 | 2.4 | 0.3 | 10
Fri, 09.02. 16:00 | 143.9 | 120 | 23.9 | 166.2 | 0 | 0 | 0 | 0 | 1.5 | 111.3 | 3 | 0.3 | 9
Fri, 09.02. 17:00 | 155.3 | 130.2 | 25.1 | 175.5 | 0 | 0 | 0 | 0 | 0.9 | 132.8 | 3.8 | 0.3 | 8
Fri, 09.02. 18:00 | 169.9 | 145.4 | 24.5 | 187.9 | 0 | 0 | 0 | 0 | 0.5 | 139.1 | 4.5 | 0.4 | 7
Fri, 09.02. 19:00 | 155.1 | 132.5 | 22.6 | 173.6 | 0 | 0 | 0 | 0 | 0.3 | 115.2 | 4.7 | 0.4 | 7
Fri, 09.02. 20:00 | 178.3 | 152.3 | 26 | 194.1 | 0 | 0 | 0 | 0 | 0.3 | 108.5 | 5.6 | 0.4 | 7
Fri, 09.02. 21:00 | 166.7 | 143.1 | 23.6 | 183.3 | 0 | 0 | 0 | 0 | 0.3 | 92.3 | 5.3 | 0.4 | 7
Fri, 09.02. 22:00 | 98.2 | 85.2 | 13 | 122.2 | 0 | 0 | 0 | 0 | 0.3 | 81.2 | 2.9 | 0.4 | 7
Fri, 09.02. 23:00 | 95.3 | 87.5 | 7.8 | 119.8 | 0 | 0 | 0 | 0 | 0.3 | 69.7 | 2.4 | 0.4 | 6
Sat, 10.02. 00:00 | 82.9 | 77.1 | 5.8 | 108.7 | 0 | 0 | 0 | 0 | 0.3 | 55.7 | 1.9 | 0.4 | 6
Sat, 10.02. 01:00 | 80 | 76.8 | 3.2 | 106.2 | 0 | 0 | 0 | 0 | 0.3 | 31.6 | 1.6 | 0.4 | 6
Sat, 10.02. 02:00 | 77.9 | 76.1 | 1.8 | 104.4 | 0 | 0 | 0 | 0 | 0.3 | 20 | 1.4 | 0.4 | 6
Sat, 10.02. 03:00 | 72.1 | 71.4 | 0.7 | 99.1 | 0 | 0 | 0 | 0 | 0.2 | 10.9 | 1.2 | 0.4 | 6
Sat, 10.02. 04:00 | 90 | 88.3 | 1.7 | 115.7 | 0 | 0 | 0 | 0 | 0.3 | 11.1 | 1.5 | 0.4 | 6
Sat, 10.02. 05:00 | 115.8 | 114 | 1.8 | 139.5 | 0 | 0 | 0 | 0 | 0.3 | 12.3 | 2 | 0.4 | 6
Sat, 10.02. 06:00 | 142.1 | 139.6 | 2.5 | 163.7 | 0 | 0 | 0 | 0 | 0.3 | 11.9 | 2.4 | 0.4 | 6
Sat, 10.02. 07:00 | 154.2 | 148 | 6.2 | 175.4 | 0 | 0 | 0 | 0 | 0.4 | 13.9 | 2.8 | 0.4 | 6
Sat, 10.02. 08:00 | 151.3 | 136.9 | 14.4 | 172.8 | 0 | 0 | 0 | 0 | 0.6 | 19.2 | 3.4 | 0.4 | 6
Sat, 10.02. 09:00 | 151.7 | 125.6 | 26.1 | 172.7 | 0 | 0 | 0 | 0 | 0.7 | 24.7 | 4.6 | 0.4 | 6
Sat, 10.02. 10:00 | 145.8 | 114.6 | 31.2 | 167.5 | 0 | 0 | 0 | 0 | 0.7 | 46.9 | 4.6 | 0.4 | 7
Sat, 10.02. 11:00 | 142 | 108.7 | 33.3 | 164.1 | 0 | 0 | 0 | 0 | 0.6 | 55.3 | 4.6 | 0.4 | 7
Sat, 10.02. 12:00 | 127.3 | 95.2 | 32.1 | 151.1 | 0 | 0 | 0 | 0 | 0.6 | 75.3 | 3.9 | 0.4 | 8
Sat, 10.02. 13:00 | 116.8 | 86.5 | 30.3 | 142.1 | 0 | 0 | 0 | 0 | 0.6 | 89.5 | 3.2 | 0.4 | 9
Sat, 10.02. 14:00 | 103.4 | 77.4 | 26 | 129.7 | 0 | 0 | 0 | 0 | 0.5 | 80.4 | 2.7 | 0.4 | 9
Sat, 10.02. 15:00 | 105.7 | 78.3 | 27.4 | 132.5 | 0 | 0 | 0 | 0 | 0.6 | 87.6 | 2.5 | 0.4 | 10
Sat, 10.02. 16:00 | 117.1 | 92.8 | 24.3 | 141.8 | 0 | 0 | 0 | 0 | 0.5 | 80.2 | 2.8 | 0.4 | 8
Sat, 10.02. 17:00 | 127.1 | 101.1 | 26 | 150.7 | 0 | 0 | 0 | 0 | 0.4 | 88.3 | 3.3 | 0.4 | 8
Sat, 10.02. 18:00 | 115.8 | 94.2 | 21.6 | 139.6 | 0 | 0 | 0 | 0 | 0.3 | 82.5 | 3.2 | 0.4 | 8
Sat, 10.02. 19:00 | 120.5 | 99.3 | 21.2 | 143.6 | 0 | 0 | 0 | 0 | 0.3 | 80.2 | 3.5 | 0.4 | 8
Sat, 10.02. 20:00 | 118 | 97.1 | 20.9 | 141.5 | 0 | 0 | 0 | 0 | 0.3 | 76.8 | 3.5 | 0.4 | 9
Sat, 10.02. 21:00 | 92.8 | 77.3 | 15.5 | 118.5 | 0 | 0 | 0 | 0 | 0.3 | 68.4 | 2.6 | 0.4 | 10
Sat, 10.02. 22:00 | 51.5 | 39.4 | 12.1 | 80.9 | 0 | 0 | 0 | 0 | 0.3 | 65.4 | 1.7 | 0.4 | 10
Sat, 10.02. 23:00 | 39.2 | 31.6 | 7.6 | 69.7 | 0 | 0 | 0 | 0 | 0.3 | 58.4 | 1 | 0.4 | 10
Sun, 11.02. 00:00 | 28.3 | 22.5 | 5.8 | 59.5 | 0 | 0 | 0 | 0 | 0.3 | 67.6 | 0.7 | 0.4 | 11
Sun, 11.02. 01:00 | 30.2 | 27 | 3.2 | 61.9 | 0 | 0 | 0 | 0 | 0.3 | 54.7 | 0.4 | 0.4 | 10
Sun, 11.02. 02:00 | 21.7 | 20 | 1.7 | 53.4 | 0 | 0 | 0 | 0 | 0.2 | 34 | 0.2 | 0.4 | 11
Sun, 11.02. 03:00 | 28.1 | 27.3 | 0.8 | 60 | 0 | 0 | 0 | 0 | 0.3 | 18.1 | 0.1 | 0.4 | 10
Sun, 11.02. 04:00 | 35.9 | 34 | 1.9 | 67.5 | 0 | 0 | 0 | 0 | 0.3 | 12.1 | 0.3 | 0.4 | 10
Sun, 11.02. 05:00 | 50.3 | 48.4 | 1.9 | 81.4 | 0 | 0 | 0 | 0 | 0.3 | 9.6 | 0.4 | 0.4 | 10
Sun, 11.02. 06:00 | 65.2 | 62.6 | 2.6 | 95.6 | 0 | 0 | 0 | 0 | 0.3 | 9.7 | 0.5 | 0.4 | 10
Sun, 11.02. 07:00 | 69.7 | 64.1 | 5.6 | 99.8 | 0 | 0 | 0 | 0 | 0.3 | 10.8 | 0.9 | 0.4 | 10
Sun, 11.02. 08:00 | 68.8 | 56.2 | 12.6 | 98.4 | 0 | 0 | 0 | 0 | 0.3 | 10.4 | 1.6 | 0.4 | 10
Sun, 11.02. 09:00 | 75.6 | 52 | 23.6 | 104 | 0 | 0 | 0 | 0 | 0.3 | 12 | 2.9 | 0.4 | 10
Sun, 11.02. 10:00 | 75 | 49.7 | 25.3 | 103.3 | 0 | 0 | 0 | 0 | 0.3 | 14.1 | 3.1 | 0.4 | 10
Sun, 11.02. 11:00 | 75.3 | 47 | 28.3 | 103.2 | 0 | 0 | 0 | 0 | 0.3 | 22.1 | 3.4 | 0.4 | 11
Sun, 11.02. 12:00 | 69.4 | 44.3 | 25.1 | 97.8 | 0 | 0 | 0 | 0 | 0.3 | 31.1 | 3 | 0.4 | 11
Sun, 11.02. 13:00 | 66.7 | 45.4 | 21.3 | 95.6 | 0 | 0 | 0 | 0 | 0.3 | 43.6 | 2.5 | 0.4 | 11
Sun, 11.02. 14:00 | 66.9 | 47 | 19.9 | 95.9 | 0 | 0 | 0 | 0 | 0.3 | 63.9 | 2.3 | 0.4 | 11
Sun, 11.02. 15:00 | 62.9 | 47.3 | 15.6 | 92.5 | 0 | 0 | 0 | 0 | 0.3 | 53.8 | 1.8 | 0.4 | 10
Sun, 11.02. 16:00 | 63.5 | 48.2 | 15.3 | 93.1 | 0 | 0 | 0 | 0 | 0.3 | 62.3 | 1.8 | 0.4 | 10
Sun, 11.02. 17:00 | 77.5 | 60.5 | 17 | 105.4 | 0 | 0 | 0 | 0 | 0.3 | 68.4 | 2.3 | 0.4 | 9
Sun, 11.02. 18:00 | 80.3 | 62.1 | 18.2 | 107.9 | 0 | 0 | 0 | 0 | 0.3 | 85 | 2.5 | 0.4 | 9
Sun, 11.02. 19:00 | 82.3 | 63.2 | 19.1 | 109.7 | 0 | 0 | 0 | 0 | 0.3 | 89.6 | 2.7 | 0.4 | 9
Sun, 11.02. 20:00 | 86.3 | 67.2 | 19.1 | 113.5 | 0 | 0 | 0 | 0 | 0.3 | 87.7 | 2.7 | 0.4 | 9
Sun, 11.02. 21:00 | 74.7 | 59.9 | 14.8 | 102.7 | 0 | 0 | 0 | 0 | 0.3 | 67.7 | 2.2 | 0.4 | 9
Sun, 11.02. 22:00 | 80.5 | 68.1 | 12.4 | 106.8 | 0 | 0 | 0 | 0 | 0.3 | 61.4 | 2.4 | 0.4 | 7
Sun, 11.02. 23:00 | 80.8 | 73.1 | 7.7 | 106.7 | 0 | 0 | 0 | 0 | 0.3 | 47.3 | 2.1 | 0.4 | 6
Mon, 12.02. 00:00 | 96.3 | 91.2 | 5.1 | 120.5 | 0 | 0 | 0 | 0 | 0.3 | 37.5 | 2.2 | 0.4 | 5
Mon, 12.02. 01:00 | 95.2 | 92.5 | 2.7 | 119.7 | 0 | 0 | 0 | 0 | 0.3 | 19.4 | 2 | 0.4 | 5
Mon, 12.02. 02:00 | 94.4 | 93.5 | 0.9 | 119.1 | 0 | 0 | 0 | 0 | 0.3 | 10.9 | 1.7 | 0.4 | 5
Mon, 12.02. 03:00 | 94.7 | 93.8 | 0.9 | 119.2 | 0 | 0 | 0 | 0 | 0.3 | 9.3 | 1.7 | 0.4 | 5
Mon, 12.02. 04:00 | 107.2 | 104.4 | 2.8 | 131.1 | 0 | 0 | 0 | 0 | 0.3 | 11.9 | 2 | 0.4 | 5
Mon, 12.02. 05:00 | 138.9 | 131.1 | 7.8 | 160.1 | 0 | 0 | 0 | 0 | 0.3 | 21.5 | 3.1 | 0.4 | 5
Mon, 12.02. 06:00 | 184.9 | 162.1 | 22.8 | 201.9 | 0 | 0 | 0 | 0 | 0.4 | 41.8 | 5.2 | 0.5 | 6
Mon, 12.02. 07:00 | 199.6 | 173 | 26.6 | 216.5 | 0 | 0 | 0 | 0 | 1.1 | 53.8 | 5.3 | 0.5 | 6
Mon, 12.02. 08:00 | 195.8 | 169.5 | 26.3 | 213.6 | 0 | 0 | 0 | 0 | 2.2 | 52.2 | 4.9 | 0.5 | 5
Mon, 12.02. 09:00 | 168 | 141 | 27 | 189.2 | 0 | 0 | 0 | 0 | 2.5 | 45.7 | 3.8 | 0.5 | 7
Mon, 12.02. 10:00 | 165.5 | 136.6 | 28.9 | 186.9 | 0 | 0 | 0 | 0 | 2.5 | 39 | 3.6 | 0.5 | 7
Mon, 12.02. 11:00 | 166 | 134.1 | 31.9 | 187.6 | 0 | 0 | 0 | 0 | 2.5 | 43.1 | 3.5 | 0.5 | 7
Mon, 12.02. 12:00 | 145.3 | 114 | 31.3 | 168.8 | 0 | 0 | 0 | 0 | 2.1 | 46.5 | 2.9 | 0.5 | 8
Mon, 12.02. 13:00 | 145.4 | 115.2 | 30.2 | 168.9 | 0 | 0 | 0 | 0 | 2 | 56.8 | 2.9 | 0.5 | 8
Mon, 12.02. 14:00 | 137 | 110.9 | 26.1 | 160.9 | 0 | 0 | 0 | 0 | 1.9 | 65 | 2.7 | 0.5 | 8
Mon, 12.02. 15:00 | 138 | 112.5 | 25.5 | 161.6 | 0 | 0 | 0 | 0 | 1.7 | 82.5 | 2.7 | 0.5 | 8
Mon, 12.02. 16:00 | 143 | 119.4 | 23.6 | 165.2 | 0 | 0 | 0 | 0 | 1.4 | 110.2 | 3.1 | 0.5 | 7
Mon, 12.02. 17:00 | 152.7 | 126.2 | 26.5 | 173.5 | 0 | 0 | 0 | 0 | 0.9 | 140.7 | 3.8 | 0.5 | 7
Mon, 12.02. 18:00 | 156.8 | 130.7 | 26.1 | 176.7 | 0 | 0 | 0 | 0 | 0.6 | 148.9 | 4.2 | 0.5 | 7
Mon, 12.02. 19:00 | 151.5 | 125.9 | 25.6 | 171 | 0 | 0 | 0 | 0 | 0.4 | 130.9 | 4.6 | 0.5 | 7
Mon, 12.02. 20:00 | 139.3 | 113.9 | 25.4 | 159.8 | 0 | 0 | 0 | 0 | 0.3 | 106.4 | 4.5 | 0.5 | 8
Mon, 12.02. 21:00 | 138.2 | 115.5 | 22.7 | 158.2 | 0 | 0 | 0 | 0 | 0.3 | 88.6 | 4.5 | 0.5 | 7
Mon, 12.02. 22:00 | 85.8 | 73.6 | 12.2 | 111 | 0 | 0 | 0 | 0 | 0.3 | 76.5 | 2.6 | 0.5 | 7
Mon, 12.02. 23:00 | 68.9 | 61 | 7.9 | 96.3 | 0 | 0 | 0 | 0 | 0.3 | 71 | 1.7 | 0.5 | 8
Tue, 13.02. 00:00 | 71.8 | 66.8 | 5 | 98.8 | 0 | 0 | 0 | 0 | 0.3 | 36.8 | 1.6 | 0.5 | 7
Tue, 13.02. 01:00 | 69.9 | 67.2 | 2.7 | 97.1 | 0 | 0 | 0 | 0 | 0.3 | 18.9 | 1.3 | 0.5 | 7
Tue, 13.02. 02:00 | 67.7 | 66.9 | 0.8 | 95.1 | 0 | 0 | 0 | 0 | 0.3 | 10.4 | 1 | 0.5 | 7
Tue, 13.02. 03:00 | 68.9 | 68.1 | 0.8 | 96.2 | 0 | 0 | 0 | 0 | 0.3 | 8.9 | 1 | 0.5 | 7
Tue, 13.02. 04:00 | 107 | 104.2 | 2.8 | 130.9 | 0 | 0 | 0 | 0 | 0.3 | 12 | 2 | 0.5 | 5
Tue, 13.02. 05:00 | 146.7 | 138.4 | 8.3 | 167.3 | 0 | 0 | 0 | 0 | 0.3 | 23.1 | 3.2 | 0.5 | 5
Tue, 13.02. 06:00 | 215.4 | 192.3 | 23.1 | 229 | 0 | 0 | 0 | 0 | 0.4 | 42.2 | 6.2 | 0.6 | 3
Tue, 13.02. 07:00 | 242.2 | 214.2 | 28 | 254.8 | 0 | 0 | 0 | 0 | 1.2 | 56.9 | 6.7 | 0.6 | 3
Tue, 13.02. 08:00 | 197.9 | 170.9 | 27 | 215.7 | 0 | 0 | 0 | 0 | 2.2 | 53.8 | 5 | 0.6 | 5
Tue, 13.02. 09:00 | 171.3 | 143.2 | 28.1 | 192.3 | 0 | 0 | 0 | 0 | 2.6 | 47.5 | 3.9 | 0.6 | 7
Tue, 13.02. 10:00 | 149.9 | 123.2 | 26.7 | 172.4 | 0 | 0 | 0 | 0 | 2.3 | 36 | 3.3 | 0.6 | 7
Tue, 13.02. 11:00 | 144.3 | 114 | 30.3 | 168 | 0 | 0 | 0 | 0 | 2.3 | 41 | 2.9 | 0.6 | 8
Tue, 13.02. 12:00 | 126.4 | 96.4 | 30 | 151.7 | 0 | 0 | 0 | 0 | 2.1 | 44.6 | 2.5 | 0.6 | 9
Tue, 13.02. 13:00 | 132.7 | 102.2 | 30.5 | 157.6 | 0 | 0 | 0 | 0 | 2 | 57.4 | 2.6 | 0.6 | 9
Tue, 13.02. 14:00 | 124.5 | 98.2 | 26.3 | 149.8 | 0 | 0 | 0 | 0 | 1.9 | 65.7 | 2.4 | 0.6 | 9
Tue, 13.02. 15:00 | 131.2 | 106.6 | 24.6 | 155.4 | 0 | 0 | 0 | 0 | 1.7 | 80.1 | 2.6 | 0.6 | 8
Tue, 13.02. 16:00 | 134.6 | 110.1 | 24.5 | 157.9 | 0 | 0 | 0 | 0 | 1.5 | 114.6 | 2.9 | 0.6 | 8
Tue, 13.02. 17:00 | 142.9 | 117.6 | 25.3 | 164.5 | 0 | 0 | 0 | 0 | 0.9 | 134.1 | 3.6 | 0.6 | 7
Tue, 13.02. 18:00 | 145.2 | 120.6 | 24.6 | 166.2 | 0 | 0 | 0 | 0 | 0.5 | 140.5 | 3.9 | 0.6 | 7
Tue, 13.02. 19:00 | 150 | 124.1 | 25.9 | 169.8 | 0 | 0 | 0 | 0 | 0.4 | 132.2 | 4.6 | 0.6 | 7
Tue, 13.02. 20:00 | 135.6 | 112.2 | 23.4 | 156.2 | 0 | 0 | 0 | 0 | 0.3 | 97.9 | 4.4 | 0.6 | 7
Tue, 13.02. 21:00 | 139.6 | 116.4 | 23.2 | 159.7 | 0 | 0 | 0 | 0 | 0.3 | 91.4 | 4.6 | 0.6 | 7
Tue, 13.02. 22:00 | 88.4 | 75.7 | 12.7 | 113.4 | 0 | 0 | 0 | 0 | 0.3 | 79.6 | 2.6 | 0.6 | 7
Tue, 13.02. 23:00 | 79.2 | 71.4 | 7.8 | 105.3 | 0 | 0 | 0 | 0 | 0.3 | 70.4 | 2 | 0.6 | 7
Wed, 14.02. 00:00 | 84.1 | 79 | 5.1 | 109.7 | 0 | 0 | 0 | 0 | 0.3 | 37.5 | 1.9 | 0.6 | 6
Wed, 14.02. 01:00 | 78.9 | 76.3 | 2.6 | 105 | 0 | 0 | 0 | 0 | 0.3 | 18.5 | 1.5 | 0.6 | 6
Wed, 14.02. 02:00 | 77.3 | 76.5 | 0.8 | 103.6 | 0 | 0 | 0 | 0 | 0.3 | 10.3 | 1.3 | 0.6 | 6
Wed, 14.02. 03:00 | 75.1 | 74.4 | 0.7 | 101.7 | 0 | 0 | 0 | 0 | 0.2 | 8.5 | 1.3 | 0.6 | 6
Wed, 14.02. 04:00 | 95.2 | 92.4 | 2.8 | 120.5 | 0 | 0 | 0 | 0 | 0.3 | 12 | 1.7 | 0.6 | 6
Wed, 14.02. 05:00 | 150.6 | 141.9 | 8.7 | 170.9 | 0 | 0 | 0 | 0 | 0.3 | 24 | 3.3 | 0.6 | 5
Wed, 14.02. 06:00 | 188.7 | 165.9 | 22.8 | 205.3 | 0 | 0 | 0 | 0 | 0.4 | 41.8 | 5.4 | 0.6 | 5
Wed, 14.02. 07:00 | 182.7 | 157.5 | 25.2 | 201.2 | 0 | 0 | 0 | 0 | 1.1 | 51.1 | 4.9 | 0.6 | 6
Wed, 14.02. 08:00 | 166 | 141.6 | 24.4 | 186.5 | 0 | 0 | 0 | 0 | 2 | 48.6 | 4.1 | 0.6 | 6
Wed, 14.02. 09:00 | 167 | 139.2 | 27.8 | 188.3 | 0 | 0 | 0 | 0 | 2.5 | 47.1 | 3.8 | 0.6 | 7
Wed, 14.02. 10:00 | 148.6 | 119.7 | 28.9 | 171.8 | 0 | 0 | 0 | 0 | 2.5 | 39 | 3.2 | 0.6 | 8
Wed, 14.02. 11:00 | 129.9 | 99.9 | 30 | 155 | 0 | 0 | 0 | 0 | 2.3 | 40.6 | 2.6 | 0.6 | 9
Wed, 14.02. 12:00 | 134.5 | 102.1 | 32.4 | 159.5 | 0 | 0 | 0 | 0 | 2.2 | 48.3 | 2.6 | 0.6 | 9
Wed, 14.02. 13:00 | 124.2 | 95.2 | 29 | 149.7 | 0 | 0 | 0 | 0 | 1.9 | 54.7 | 2.4 | 0.6 | 9
Wed, 14.02. 14:00 | 115.4 | 90.6 | 24.8 | 141.2 | 0 | 0 | 0 | 0 | 1.8 | 61.8 | 2.2 | 0.6 | 9
Wed, 14.02. 15:00 | 129.2 | 104.6 | 24.6 | 153.5 | 0 | 0 | 0 | 0 | 1.7 | 80.1 | 2.5 | 0.6 | 8
Wed, 14.02. 16:00 | 132.4 | 107.9 | 24.5 | 156 | 0 | 0 | 0 | 0 | 1.5 | 114.6 | 2.8 | 0.6 | 8
Wed, 14.02. 17:00 | 128.4 | 103.4 | 25 | 151.4 | 0 | 0 | 0 | 0 | 0.9 | 132.8 | 3.2 | 0.7 | 8
Wed, 14.02. 18:00 | 140.1 | 116 | 24.1 | 161.5 | 0 | 0 | 0 | 0 | 0.5 | 137.7 | 3.8 | 0.7 | 7
Wed, 14.02. 19:00 | 149 | 122.9 | 26.1 | 168.9 | 0 | 0 | 0 | 0 | 0.4 | 133.6 | 4.6 | 0.7 | 7
Wed, 14.02. 20:00 | 152.2 | 125.6 | 26.6 | 171.4 | 0 | 0 | 0 | 0 | 0.4 | 111.7 | 4.9 | 0.7 | 7
Wed, 14.02. 21:00 | 140.2 | 116.5 | 23.7 | 160.2 | 0 | 0 | 0 | 0 | 0.3 | 93.2 | 4.6 | 0.7 | 7
Wed, 14.02. 22:00 | 102.8 | 89.6 | 13.2 | 126.3 | 0 | 0 | 0 | 0 | 0.3 | 82.7 | 3 | 0.7 | 6
Wed, 14.02. 23:00 | 88.7 | 81 | 7.7 | 113.7 | 0 | 0 | 0 | 0 | 0.3 | 69 | 2.2 | 0.7 | 6
Thu, 15.02. 00:00 | 105.2 | 99.7 | 5.5 | 128.4 | 0 | 0 | 0 | 0 | 0.3 | 40 | 2.4 | 0.7 | 5
Thu, 15.02. 01:00 | 99.4 | 96.6 | 2.8 | 123.2 | 0 | 0 | 0 | 0 | 0.3 | 19.8 | 2 | 0.7 | 5
Thu, 15.02. 02:00 | 95.7 | 95 | 0.7 | 119.7 | 0 | 0 | 0 | 0 | 0.2 | 9.6 | 1.9 | 0.7 | 4
Thu, 15.02. 03:00 | 94.5 | 93.7 | 0.8 | 118.9 | 0 | 0 | 0 | 0 | 0.3 | 9 | 1.7 | 0.7 | 5
Thu, 15.02. 04:00 | 108.3 | 105.6 | 2.7 | 131.9 | 0 | 0 | 0 | 0 | 0.3 | 11.5 | 2.1 | 0.7 | 5
Thu, 15.02. 05:00 | 170.8 | 162.5 | 8.3 | 188.6 | 0 | 0 | 0 | 0 | 0.3 | 23.1 | 3.9 | 0.7 | 4
Thu, 15.02. 06:00 | 218.5 | 196.2 | 22.3 | 231.3 | 0 | 0 | 0 | 0 | 0.3 | 40.9 | 6.2 | 0.7 | 4
Thu, 15.02. 07:00 | 220.8 | 196.4 | 24.4 | 234.9 | 0 | 0 | 0 | 0 | 1 | 49.5 | 6 | 0.7 | 4
Thu, 15.02. 08:00 | 213.1 | 186.7 | 26.4 | 229.2 | 0 | 0 | 0 | 0 | 2.2 | 52.7 | 5.3 | 0.7 | 5
Thu, 15.02. 09:00 | 190.3 | 165.2 | 25.1 | 208.5 | 0 | 0 | 0 | 0 | 2.3 | 42.6 | 4.5 | 0.7 | 5
Thu, 15.02. 10:00 | 171.8 | 144 | 27.8 | 192.3 | 0 | 0 | 0 | 0 | 2.4 | 37.4 | 3.7 | 0.7 | 7
Thu, 15.02. 11:00 | 182.2 | 149.8 | 32.4 | 202 | 0 | 0 | 0 | 0 | 2.5 | 43.9 | 3.8 | 0.8 | 7
Thu, 15.02. 12:00 | 163 | 132.7 | 30.3 | 184.3 | 0 | 0 | 0 | 0 | 2.1 | 45.1 | 3.3 | 0.8 | 7
Thu, 15.02. 13:00 | 154.1 | 124.5 | 29.6 | 176.4 | 0 | 0 | 0 | 0 | 1.9 | 55.8 | 3.1 | 0.8 | 8
Thu, 15.02. 14:00 | 135.6 | 109.8 | 25.8 | 159.6 | 0 | 0 | 0 | 0 | 1.8 | 64.4 | 2.6 | 0.8 | 9
Thu, 15.02. 15:00 | 142.2 | 118 | 24.2 | 165 | 0 | 0 | 0 | 0 | 1.6 | 78.5 | 2.8 | 0.8 | 8
Thu, 15.02. 16:00 | 154.1 | 130.6 | 23.5 | 174.9 | 0 | 0 | 0 | 0 | 1.4 | 110.2 | 3.4 | 0.8 | 7
Thu, 15.02. 17:00 | 159.8 | 135.8 | 24 | 179 | 0 | 0 | 0 | 0 | 0.8 | 127.4 | 4.1 | 0.8 | 6
Thu, 15.02. 18:00 | 159.4 | 136.6 | 22.8 | 178.2 | 0 | 0 | 0 | 0 | 0.5 | 130.8 | 4.3 | 0.8 | 6
Thu, 15.02. 19:00 | 176.9 | 152.6 | 24.3 | 193.2 | 0 | 0 | 0 | 0 | 0.4 | 124.4 | 5.4 | 0.8 | 5
Thu, 15.02. 20:00 | 175.7 | 151.6 | 24.1 | 191.5 | 0 | 0 | 0 | 0 | 0.3 | 101.1 | 5.5 | 0.8 | 5
Thu, 15.02. 21:00 | 168.9 | 146.6 | 22.3 | 185.2 | 0 | 0 | 0 | 0 | 0.3 | 87.7 | 5.4 | 0.8 | 5
Thu, 15.02. 22:00 | 112.2 | 99.8 | 12.4 | 134.4 | 0 | 0 | 0 | 0 | 0.3 | 77.3 | 3.3 | 0.8 | 5
Thu, 15.02. 23:00 | 96.5 | 89.3 | 7.2 | 120.5 | 0 | 0 | 0 | 0 | 0.3 | 64.4 | 2.5 | 0.8 | 5
Fri, 16.02. 00:00 | 77.1 | 72.4 | 4.7 | 103.2 | 0 | 0 | 0 | 0 | 0.2 | 34.6 | 1.7 | 0.8 | 6
Fri, 16.02. 01:00 | 80 | 77.3 | 2.7 | 106 | 0 | 0 | 0 | 0 | 0.3 | 18.9 | 1.5 | 0.8 | 6
Fri, 16.02. 02:00 | 81.4 | 80.5 | 0.9 | 107.4 | 0 | 0 | 0 | 0 | 0.3 | 10.9 | 1.4 | 0.8 | 6
Fri, 16.02. 03:00 | 77.8 | 77 | 0.8 | 104 | 0 | 0 | 0 | 0 | 0.3 | 8.8 | 1.3 | 0.9 | 6
Fri, 16.02. 04:00 | 91.3 | 88.5 | 2.8 | 116.7 | 0 | 0 | 0 | 0 | 0.3 | 11.6 | 1.6 | 0.9 | 6
Fri, 16.02. 05:00 | 122.1 | 114.3 | 7.8 | 145 | 0 | 0 | 0 | 0 | 0.3 | 21.5 | 2.6 | 0.9 | 6
Fri, 16.02. 06:00 | 192.1 | 168.4 | 23.7 | 208.4 | 0 | 0 | 0 | 0 | 0.4 | 43.5 | 5.5 | 0.9 | 5
Fri, 16.02. 07:00 | 190.9 | 165.5 | 25.4 | 208.4 | 0 | 0 | 0 | 0 | 1.1 | 51.6 | 5.2 | 0.9 | 5
Fri, 16.02. 08:00 | 165.7 | 140.9 | 24.8 | 186.4 | 0 | 0 | 0 | 0 | 2 | 49.6 | 4.2 | 1 | 6
Fri, 16.02. 09:00 | 149.3 | 124 | 25.3 | 171.7 | 0 | 0 | 0 | 0 | 2.3 | 43.1 | 3.4 | 1 | 7
Fri, 16.02. 10:00 | 122.2 | 95.9 | 26.3 | 147.6 | 0 | 0 | 0 | 0 | 2.3 | 35.6 | 2.6 | 1 | 9
Fri, 16.02. 11:00 | 122.9 | 91.2 | 31.7 | 149.2 | 0 | 0 | 0 | 0 | 2.4 | 43.1 | 2.4 | 1 | 10
Fri, 16.02. 12:00 | 117.6 | 85.8 | 31.8 | 144.1 | 0 | 0 | 0 | 0 | 2.2 | 47.4 | 2.2 | 1 | 10
Fri, 16.02. 13:00 | 110.4 | 81.4 | 29 | 137.2 | 0 | 0 | 0 | 0 | 1.9 | 54.7 | 2.1 | 1 | 10
Fri, 16.02. 14:00 | 105.1 | 78.3 | 26.8 | 131.9 | 0 | 0 | 0 | 0 | 1.9 | 66.9 | 2 | 1.1 | 11
Fri, 16.02. 15:00 | 105.6 | 80.8 | 24.8 | 132.5 | 0 | 0 | 0 | 0 | 1.7 | 80.9 | 2 | 1.1 | 10
Fri, 16.02. 16:00 | 115.8 | 91.7 | 24.1 | 141 | 0 | 0 | 0 | 0 | 1.5 | 112.4 | 2.4 | 1.1 | 9
Fri, 16.02. 17:00 | 120.6 | 96.6 | 24 | 144.2 | 0 | 0 | 0 | 0 | 0.8 | 127.4 | 3 | 1.1 | 8
Fri, 16.02. 18:00 | 131.4 | 106.4 | 25 | 153.9 | 0 | 0 | 0 | 0 | 0.6 | 143.3 | 3.5 | 1.1 | 8
Fri, 16.02. 19:00 | 141.2 | 113.8 | 27.4 | 162.2 | 0 | 0 | 0 | 0 | 0.4 | 140.1 | 4.4 | 1.1 | 8
Fri, 16.02. 20:00 | 134.7 | 108.7 | 26 | 155.8 | 0 | 0 | 0 | 0 | 0.3 | 109.6 | 4.4 | 1.1 | 8
Fri, 16.02. 21:00 | 135.3 | 113.8 | 21.5 | 155.5 | 0 | 0 | 0 | 0 | 0.3 | 85 | 4.4 | 1.2 | 6
Fri, 16.02. 22:00 | 106.2 | 93.9 | 12.3 | 128.9 | 0 | 0 | 0 | 0 | 0.3 | 77.3 | 3.1 | 1.2 | 5
Fri, 16.02. 23:00 | 128.4 | 121 | 7.4 | 148.6 | 0 | 0 | 0 | 0 | 0.3 | 66.4 | 3.4 | 1.2 | 2
Sat, 17.02. 00:00 | 135.7 | 130.2 | 5.5 | 155.1 | 0 | 0 | 0 | 0 | 0.3 | 54.7 | 3.5 | 1.2 | 2
Sat, 17.02. 01:00 | 153.7 | 150.4 | 3.3 | 171.3 | 0 | 0 | 0 | 0 | 0.3 | 33.1 | 3.8 | 1.2 | 1
Sat, 17.02. 02:00 | 152.7 | 150.8 | 1.9 | 170.5 | 0 | 0 | 0 | 0 | 0.3 | 21.2 | 3.6 | 1.2 | 1
Sat, 17.02. 03:00 | 141.6 | 140.8 | 0.8 | 160.4 | 0 | 0 | 0 | 0 | 0.3 | 11.5 | 3.3 | 1.2 | 1
Sat, 17.02. 04:00 | 162.1 | 160.6 | 1.5 | 179.3 | 0 | 0 | 0 | 0 | 0.3 | 10.8 | 3.8 | 1.2 | 1
Sat, 17.02. 05:00 | 220 | 218.3 | 1.7 | 231.1 | 0 | 0 | 0 | 0 | 0.3 | 12.3 | 5.2 | 1.2 | 1
Sat, 17.02. 06:00 | 294.6 | 291.8 | 2.8 | 297.5 | 0 | 0 | 0 | 0 | 0.3 | 12.8 | 7.2 | 1.3 | 1
Sat, 17.02. 07:00 | 287.4 | 281.5 | 5.9 | 293 | 0 | 0 | 0 | 0 | 0.4 | 13.6 | 6.8 | 1.3 | 1
Sat, 17.02. 08:00 | 271.5 | 256.3 | 15.2 | 280 | 0 | 0 | 0 | 0 | 0.7 | 20.3 | 6.6 | 1.3 | 3
Sat, 17.02. 09:00 | 220.2 | 194.7 | 25.5 | 233.2 | 0 | 0 | 0 | 0 | 0.6 | 24.2 | 6.3 | 1.3 | 5
Sat, 17.02. 10:00 | 206.1 | 176.6 | 29.5 | 220.6 | 0 | 0 | 0 | 0 | 0.6 | 44.5 | 6 | 1.4 | 6
Sat, 17.02. 11:00 | 206.2 | 171.7 | 34.5 | 221.1 | 0 | 0 | 0 | 0 | 0.7 | 57.5 | 6.1 | 1.4 | 7
Sat, 17.02. 12:00 | 193.6 | 159.4 | 34.2 | 210.2 | 0 | 0 | 0 | 0 | 0.7 | 80.7 | 5.4 | 1.4 | 8
Sat, 17.02. 13:00 | 174.9 | 146 | 28.9 | 193.2 | 0 | 0 | 0 | 0 | 0.6 | 86 | 4.5 | 1.4 | 8
Sat, 17.02. 14:00 | 189.4 | 159.2 | 30.2 | 206.9 | 0 | 0 | 0 | 0 | 0.6 | 94.2 | 4.6 | 1.4 | 8
Sat, 17.02. 15:00 | 202.5 | 177.6 | 24.9 | 217.6 | 0 | 0 | 0 | 0 | 0.5 | 80.2 | 5 | 1.4 | 5
Sat, 17.02. 16:00 | 232.7 | 207.6 | 25.1 | 244.2 | 0 | 0 | 0 | 0 | 0.5 | 83.5 | 6.1 | 1.4 | 3
Sat, 17.02. 17:00 | 228.9 | 205.8 | 23.1 | 239.7 | 0 | 0 | 0 | 0 | 0.4 | 79.1 | 6.4 | 1.4 | 2
Sat, 17.02. 18:00 | 240.3 | 218.5 | 21.8 | 249.3 | 0 | 0 | 0 | 0 | 0.3 | 84.2 | 7 | 1.5 | 2
Sat, 17.02. 19:00 | 267.6 | 245.8 | 21.8 | 273.1 | 0 | 0 | 0 | 0 | 0.3 | 83.6 | 8.1 | 1.5 | 1
Sat, 17.02. 20:00 | 259.1 | 239.9 | 19.2 | 264.8 | 0 | 0 | 0 | 0 | 0.3 | 71.1 | 8 | 1.5 | 1
Sat, 17.02. 21:00 | 231.6 | 216.9 | 14.7 | 239.8 | 0 | 0 | 0 | 0 | 0.3 | 65.1 | 6.9 | 1.5 | 2
Sat, 17.02. 22:00 | 147.6 | 136.6 | 11 | 165.3 | 0 | 0 | 0 | 0 | 0.2 | 59.8 | 4.4 | 1.5 | 2
Sat, 17.02. 23:00 | 137.3 | 129.7 | 7.6 | 156.5 | 0 | 0 | 0 | 0 | 0.3 | 59 | 3.8 | 1.5 | 2
Sun, 18.02. 00:00 | 134 | 128.7 | 5.3 | 153.4 | 0 | 0 | 0 | 0 | 0.2 | 62.4 | 3.5 | 1.5 | 2
Sun, 18.02. 01:00 | 139.1 | 135.9 | 3.2 | 158 | 0 | 0 | 0 | 0 | 0.3 | 54.7 | 3.4 | 1.5 | 2
Sun, 18.02. 02:00 | 141.4 | 139.6 | 1.8 | 160.2 | 0 | 0 | 0 | 0 | 0.3 | 38.5 | 3.4 | 1.5 | 2
Sun, 18.02. 03:00 | 144.1 | 143.3 | 0.8 | 162.6 | 0 | 0 | 0 | 0 | 0.3 | 19 | 3.3 | 1.5 | 2
Sun, 18.02. 04:00 | 178.6 | 176.7 | 1.9 | 193.5 | 0 | 0 | 0 | 0 | 0.3 | 12.2 | 4.4 | 1.5 | 1
Sun, 18.02. 05:00 | 232 | 230.2 | 1.8 | 240 | 0 | 0 | 0 | 0 | 0.2 | 9.1 | 6 | 1.5 | 1
Sun, 18.02. 06:00 | 341 | 338.2 | 2.8 | 335.7 | 0 | 0 | 0 | 0 | 0.3 | 10.5 | 9.2 | 1.6 | 1
Sun, 18.02. 07:00 | 323.5 | 317.9 | 5.6 | 321.8 | 0 | 0 | 0 | 0 | 0.3 | 10.9 | 8.6 | 1.6 | 1
Sun, 18.02. 08:00 | 287.9 | 274.8 | 13.1 | 291.2 | 0 | 0 | 0 | 0 | 0.3 | 10.8 | 7.9 | 1.6 | 2
Sun, 18.02. 09:00 | 276.9 | 252.8 | 24.1 | 281.1 | 0 | 0 | 0 | 0 | 0.3 | 12.4 | 8.7 | 1.6 | 2
Sun, 18.02. 10:00 | 282.4 | 255.1 | 27.3 | 285.9 | 0 | 0 | 0 | 0 | 0.3 | 15.3 | 9.1 | 1.6 | 2
Sun, 18.02. 11:00 | 261.7 | 235.1 | 26.6 | 267.4 | 0 | 0 | 0 | 0 | 0.3 | 21 | 8.6 | 1.6 | 2
Sun, 18.02. 12:00 | 262.1 | 235.9 | 26.2 | 268 | 0 | 0 | 0 | 0 | 0.3 | 32.7 | 8.3 | 1.6 | 3
Sun, 18.02. 13:00 | 225.1 | 206.1 | 19 | 234.7 | 0 | 0 | 0 | 0 | 0.3 | 38.9 | 6.8 | 1.7 | 3
Sun, 18.02. 14:00 | 242.8 | 224.4 | 18.4 | 250.7 | 0 | 0 | 0 | 0 | 0.3 | 59.8 | 7.1 | 1.7 | 3
Sun, 18.02. 15:00 | 242.7 | 226.6 | 16.1 | 250.3 | 0 | 0 | 0 | 0 | 0.3 | 56 | 6.9 | 1.7 | 3
Sun, 18.02. 16:00 | 236.3 | 221.4 | 14.9 | 244.1 | 0 | 0 | 0 | 0 | 0.3 | 61.1 | 6.8 | 1.7 | 3
Sun, 18.02. 17:00 | 254.9 | 237.9 | 17 | 260 | 0 | 0 | 0 | 0 | 0.3 | 69.1 | 7.6 | 1.7 | 3
Sun, 18.02. 18:00 | 263 | 244.9 | 18.1 | 266.7 | 0 | 0 | 0 | 0 | 0.3 | 85 | 8.1 | 1.7 | 3
Sun, 18.02. 19:00 | 261 | 242.8 | 18.2 | 264.4 | 0 | 0 | 0 | 0 | 0.2 | 86 | 8.2 | 1.7 | 3
Sun, 18.02. 20:00 | 272 | 254 | 18 | 273.7 | 0 | 0 | 0 | 0 | 0.3 | 82.8 | 8.6 | 1.7 | 3
Sun, 18.02. 21:00 | 277.2 | 261.8 | 15.4 | 278.1 | 0 | 0 | 0 | 0 | 0.3 | 71.2 | 8.7 | 1.7 | 2
Sun, 18.02. 22:00 | 160.6 | 149.5 | 11.1 | 176.4 | 0 | 0 | 0 | 0 | 0.3 | 55.7 | 4.9 | 1.7 | 2
Sun, 18.02. 23:00 | 141.8 | 134.5 | 7.3 | 160.2 | 0 | 0 | 0 | 0 | 0.3 | 45 | 3.9 | 1.7 | 2
Mon, 19.02. 00:00 | 129.5 | 124.6 | 4.9 | 149.8 | 0 | 0 | 0 | 0 | 0.3 | 35.3 | 3.3 | 1.7 | 2
Mon, 19.02. 01:00 | 144.7 | 141.9 | 2.8 | 163.7 | 0 | 0 | 0 | 0 | 0.3 | 20.5 | 3.4 | 1.7 | 2
Mon, 19.02. 02:00 | 135.5 | 134.6 | 0.9 | 155.5 | 0 | 0 | 0 | 0 | 0.3 | 10.8 | 3 | 1.7 | 2
Mon, 19.02. 03:00 | 135.9 | 135.1 | 0.8 | 155.9 | 0 | 0 | 0 | 0 | 0.3 | 9.2 | 3 | 1.7 | 2
Mon, 19.02. 04:00 | 155 | 152.2 | 2.8 | 173.6 | 0 | 0 | 0 | 0 | 0.3 | 11.9 | 3.5 | 1.7 | 2
Mon, 19.02. 05:00 | 219.7 | 211.4 | 8.3 | 232.1 | 0 | 0 | 0 | 0 | 0.3 | 23.3 | 5.4 | 1.7 | 2
Mon, 19.02. 06:00 | 289.2 | 266 | 23.2 | 293.8 | 0 | 0 | 0 | 0 | 0.4 | 42.6 | 8.4 | 1.7 | 2
Mon, 19.02. 07:00 | 291.4 | 266.1 | 25.3 | 298 | 0 | 0 | 0 | 0 | 1.1 | 51.6 | 8 | 1.8 | 2
Mon, 19.02. 08:00 | 262.8 | 236.2 | 26.6 | 273.9 | 0 | 0 | 0 | 0 | 2.2 | 53.3 | 6.5 | 1.8 | 4
Mon, 19.02. 09:00 | 233.7 | 208.4 | 25.3 | 247.5 | 0 | 0 | 0 | 0 | 2.3 | 43.1 | 5.5 | 1.8 | 4
Mon, 19.02. 10:00 | 220.9 | 193.6 | 27.3 | 236.2 | 0 | 0 | 0 | 0 | 2.4 | 37.1 | 5 | 1.8 | 5
Mon, 19.02. 11:00 | 235.7 | 203.5 | 32.2 | 250.1 | 0 | 0 | 0 | 0 | 2.5 | 43.9 | 5.2 | 1.8 | 5
Mon, 19.02. 12:00 | 215 | 184.2 | 30.8 | 231 | 0 | 0 | 0 | 0 | 2.1 | 46 | 4.7 | 1.8 | 5
Mon, 19.02. 13:00 | 218.4 | 188.3 | 30.1 | 234 | 0 | 0 | 0 | 0 | 2 | 56.8 | 4.7 | 1.8 | 5
Mon, 19.02. 14:00 | 199.3 | 174.4 | 24.9 | 216.2 | 0 | 0 | 0 | 0 | 1.8 | 62.5 | 4.3 | 1.8 | 5
Mon, 19.02. 15:00 | 179 | 157.5 | 21.5 | 197.3 | 0 | 0 | 0 | 0 | 1.5 | 70.5 | 3.9 | 1.8 | 5
Mon, 19.02. 16:00 | 208.3 | 184.1 | 24.2 | 223.2 | 0 | 0 | 0 | 0 | 1.5 | 113.5 | 4.8 | 1.8 | 5
Mon, 19.02. 17:00 | 203.9 | 179.1 | 24.8 | 218.4 | 0 | 0 | 0 | 0 | 0.9 | 132.8 | 5.3 | 1.8 | 5
Mon, 19.02. 18:00 | 200.4 | 177.1 | 23.3 | 214.4 | 0 | 0 | 0 | 0 | 0.5 | 133.6 | 5.4 | 1.8 | 5
Mon, 19.02. 19:00 | 224.8 | 199.6 | 25.2 | 235.4 | 0 | 0 | 0 | 0 | 0.4 | 129.6 | 6.8 | 1.8 | 4
Mon, 19.02. 20:00 | 229.2 | 204.8 | 24.4 | 238.7 | 0 | 0 | 0 | 0 | 0.3 | 103.2 | 7.2 | 1.8 | 3
Mon, 19.02. 21:00 | 238.6 | 214.1 | 24.5 | 246.6 | 0 | 0 | 0 | 0 | 0.3 | 96.9 | 7.7 | 1.8 | 3
Mon, 19.02. 22:00 | 140.7 | 128.6 | 12.1 | 159.6 | 0 | 0 | 0 | 0 | 0.3 | 76.5 | 4.2 | 1.8 | 3
Mon, 19.02. 23:00 | 135.6 | 127.8 | 7.8 | 155.5 | 0 | 0 | 0 | 0 | 0.3 | 71 | 3.6 | 1.8 | 3
Tue, 20.02. 00:00 | 136.5 | 131.2 | 5.3 | 156.4 | 0 | 0 | 0 | 0 | 0.3 | 38.9 | 3.4 | 1.9 | 3
Tue, 20.02. 01:00 | 141.1 | 138.4 | 2.7 | 160.4 | 0 | 0 | 0 | 0 | 0.3 | 19.2 | 3.3 | 1.9 | 2
Tue, 20.02. 02:00 | 140.8 | 140 | 0.8 | 160 | 0 | 0 | 0 | 0 | 0.2 | 9.9 | 3.2 | 1.9 | 1
Tue, 20.02. 03:00 | 153.4 | 152.6 | 0.8 | 171.5 | 0 | 0 | 0 | 0 | 0.3 | 9.2 | 3.5 | 1.9 | 1
Tue, 20.02. 04:00 | 166.1 | 163.6 | 2.5 | 183.5 | 0 | 0 | 0 | 0 | 0.2 | 11.2 | 3.9 | 1.9 | 1
Tue, 20.02. 05:00 | 244.4 | 236.8 | 7.6 | 253.5 | 0 | 0 | 0 | 0 | 0.3 | 21.3 | 6.4 | 1.9 | 0
Tue, 20.02. 06:00 | 352.3 | 329.2 | 23.1 | 349.6 | 0 | 0 | 0 | 0 | 0.4 | 42.6 | 10.6 | 1.9 | 0
Tue, 20.02. 07:00 | 361.4 | 335.6 | 25.8 | 360.5 | 0 | 0 | 0 | 0 | 1.1 | 52.7 | 10.2 | 1.9 | 0
Tue, 20.02. 08:00 | 330.8 | 304.5 | 26.3 | 334.7 | 0 | 0 | 0 | 0 | 2.1 | 52.7 | 8.6 | 1.9 | 1
Tue, 20.02. 09:00 | 313.5 | 285.9 | 27.6 | 319.5 | 0 | 0 | 0 | 0 | 2.5 | 47.1 | 7.7 | 1.9 | 2
Tue, 20.02. 10:00 | 303.2 | 272.9 | 30.3 | 310.5 | 0 | 0 | 0 | 0 | 2.6 | 41.2 | 7.2 | 1.9 | 3
Tue, 20.02. 11:00 | 285.2 | 253.6 | 31.6 | 294.2 | 0 | 0 | 0 | 0 | 2.4 | 43.1 | 6.6 | 1.9 | 3
Tue, 20.02. 12:00 | 264.6 | 233.9 | 30.7 | 275.4 | 0 | 0 | 0 | 0 | 2.1 | 46 | 6.1 | 1.9 | 3
Tue, 20.02. 13:00 | 258.8 | 230 | 28.8 | 269.8 | 0 | 0 | 0 | 0 | 1.9 | 54.7 | 6 | 1.9 | 3
Tue, 20.02. 14:00 | 259 | 232.9 | 26.1 | 269.9 | 0 | 0 | 0 | 0 | 1.9 | 65.7 | 6 | 1.9 | 3
Tue, 20.02. 15:00 | 265.8 | 241.1 | 24.7 | 275.3 | 0 | 0 | 0 | 0 | 1.7 | 80.9 | 6.4 | 1.9 | 2
Tue, 20.02. 16:00 | 259.8 | 236.6 | 23.2 | 268.9 | 0 | 0 | 0 | 0 | 1.4 | 109.1 | 6.5 | 1.9 | 2
Tue, 20.02. 17:00 | 264.5 | 240.6 | 23.9 | 271.7 | 0 | 0 | 0 | 0 | 0.8 | 127.4 | 7.4 | 1.9 | 1
Tue, 20.02. 18:00 | 279 | 255 | 24 | 284 | 0 | 0 | 0 | 0 | 0.5 | 137.7 | 8.1 | 1.9 | 1
Tue, 20.02. 19:00 | 289.8 | 265.4 | 24.4 | 292.6 | 0 | 0 | 0 | 0 | 0.4 | 125.7 | 9.2 | 1.9 | 0
Tue, 20.02. 20:00 | 296.9 | 272 | 24.9 | 298.3 | 0 | 0 | 0 | 0 | 0.3 | 105.3 | 9.7 | 1.9 | 0
Tue, 20.02. 21:00 | 272 | 250.1 | 21.9 | 275.4 | 0 | 0 | 0 | 0 | 0.3 | 86.8 | 9 | 1.9 | 0
Tue, 20.02. 22:00 | 181.7 | 169.6 | 12.1 | 195.9 | 0 | 0 | 0 | 0 | 0.3 | 76.5 | 5.6 | 1.9 | 0
Tue, 20.02. 23:00 | 162 | 154.8 | 7.2 | 178.7 | 0 | 0 | 0 | 0 | 0.3 | 65.1 | 4.6 | 1.9 | 0
Wed, 21.02. 00:00 | 160.7 | 155.8 | 4.9 | 177.6 | 0 | 0 | 0 | 0 | 0.3 | 35.3 | 4.3 | 1.9 | 0
Wed, 21.02. 01:00 | 190.9 | 188.1 | 2.8 | 204.9 | 0 | 0 | 0 | 0 | 0.3 | 20.3 | 5 | 1.9 | -1
Wed, 21.02. 02:00 | 175.9 | 175.1 | 0.8 | 191.4 | 0 | 0 | 0 | 0 | 0.3 | 10.5 | 4.4 | 1.9 | -1
Wed, 21.02. 03:00 | 186 | 185.1 | 0.9 | 200.5 | 0 | 0 | 0 | 0 | 0.3 | 9.4 | 4.7 | 1.9 | -1
Wed, 21.02. 04:00 | 223 | 220.2 | 2.8 | 234.3 | 0 | 0 | 0 | 0 | 0.3 | 12 | 5.7 | 1.9 | -2
Wed, 21.02. 05:00 | 304.4 | 296.4 | 8 | 306.9 | 0 | 0 | 0 | 0 | 0.3 | 22.4 | 8.4 | 1.9 | -2
Wed, 21.02. 06:00 | 444.3 | 420.3 | 24 | 431.1 | 0 | 0 | 0 | 0 | 0.4 | 44.3 | 14.1 | 1.9 | -3
Wed, 21.02. 07:00 | 446 | 419.7 | 26.3 | 436 | 0 | 0 | 0 | 0 | 1.1 | 53.8 | 13.3 | 1.9 | -3
Wed, 21.02. 08:00 | 422 | 394.5 | 27.5 | 416.8 | 0 | 0 | 0 | 0 | 2.2 | 55.3 | 11.6 | 1.9 | -2
Wed, 21.02. 09:00 | 369.1 | 342.5 | 26.6 | 369 | 0 | 0 | 0 | 0 | 2.4 | 45.3 | 9.7 | 1.9 | -1
Wed, 21.02. 10:00 | 305.8 | 281 | 24.8 | 311.6 | 0 | 0 | 0 | 0 | 2.1 | 33.7 | 7.8 | 1.9 | 0
Wed, 21.02. 11:00 | 326.7 | 296.4 | 30.3 | 331 | 0 | 0 | 0 | 0 | 2.3 | 41.4 | 8 | 1.9 | 1
Wed, 21.02. 12:00 | 315 | 284.3 | 30.7 | 320.4 | 0 | 0 | 0 | 0 | 2.1 | 46 | 7.7 | 1.9 | 1
Wed, 21.02. 13:00 | 330.2 | 298.3 | 31.9 | 334.4 | 0 | 0 | 0 | 0 | 2.1 | 60.7 | 7.9 | 1.9 | 2
Wed, 21.02. 14:00 | 295.2 | 269.3 | 25.9 | 302.3 | 0 | 0 | 0 | 0 | 1.8 | 65 | 7 | 1.9 | 2
Wed, 21.02. 15:00 | 319.7 | 292.8 | 26.9 | 323.9 | 0 | 0 | 0 | 0 | 1.8 | 88.1 | 7.7 | 1.9 | 2
Wed, 21.02. 16:00 | 303.9 | 280.3 | 23.6 | 308.1 | 0 | 0 | 0 | 0 | 1.4 | 111.3 | 7.9 | 1.9 | 1
Wed, 21.02. 17:00 | 314.7 | 289.9 | 24.8 | 316.4 | 0 | 0 | 0 | 0 | 0.9 | 132.8 | 9 | 1.9 | 0
Wed, 21.02. 18:00 | 320.2 | 297 | 23.2 | 320.2 | 0 | 0 | 0 | 0 | 0.5 | 133.6 | 9.7 | 1.9 | -1
Wed, 21.02. 19:00 | 348.5 | 323.6 | 24.9 | 344.3 | 0 | 0 | 0 | 0 | 0.4 | 128.3 | 11.4 | 1.9 | -2
Wed, 21.02. 20:00 | 335.6 | 311.7 | 23.9 | 332 | 0 | 0 | 0 | 0 | 0.3 | 101.1 | 11.3 | 1.9 | -2
Wed, 21.02. 21:00 | 369.1 | 344.6 | 24.5 | 361.1 | 0 | 0 | 0 | 0 | 0.3 | 96.9 | 12.8 | 1.9 | -3
Wed, 21.02. 22:00 | 222.7 | 210.6 | 12.1 | 232.3 | 0 | 0 | 0 | 0 | 0.3 | 76.5 | 7.2 | 1.9 | -3
Wed, 21.02. 23:00 | 212.7 | 205.4 | 7.3 | 223.8 | 0 | 0 | 0 | 0 | 0.3 | 65.7 | 6.5 | 1.9 | -4
Thu, 22.02. 00:00 | 229.5 | 224.5 | 5 | 239 | 0 | 0 | 0 | 0 | 0.3 | 37.5 | 6.9 | 1.9 | -5
Thu, 22.02. 01:00 | 206.5 | 203.9 | 2.6 | 218.6 | 0 | 0 | 0 | 0 | 0.3 | 18.3 | 5.9 | 1.9 | -4
Thu, 22.02. 02:00 | 233.7 | 232.8 | 0.9 | 243 | 0 | 0 | 0 | 0 | 0.3 | 11 | 6.6 | 1.9 | -5
Thu, 22.02. 03:00 | 236.2 | 235.4 | 0.8 | 245 | 0 | 0 | 0 | 0 | 0.3 | 9 | 6.9 | 1.9 | -6
Thu, 22.02. 04:00 | 292.4 | 289.6 | 2.8 | 296.2 | 0 | 0 | 0 | 0 | 0.3 | 12.3 | 8.7 | 1.9 | -7
Thu, 22.02. 05:00 | 378.7 | 370.5 | 8.2 | 373.1 | 0 | 0 | 0 | 0 | 0.3 | 22.9 | 11.8 | 1.9 | -7
Thu, 22.02. 06:00 | 477.9 | 455.5 | 22.4 | 460.6 | 0 | 0 | 0 | 0 | 0.3 | 41.3 | 16.3 | 1.9 | -7
Thu, 22.02. 07:00 | 493.2 | 468 | 25.2 | 477.9 | 0 | 0 | 0 | 0 | 1.1 | 51.6 | 15.8 | 1.9 | -7
Thu, 22.02. 08:00 | 405.5 | 382.1 | 23.4 | 401 | 0 | 0 | 0 | 0 | 1.9 | 47 | 11.8 | 1.9 | -5
Thu, 22.02. 09:00 | 378.3 | 353.1 | 25.2 | 377 | 0 | 0 | 0 | 0 | 2.3 | 43.1 | 10.2 | 1.8 | -2
Thu, 22.02. 10:00 | 359.6 | 331.8 | 27.8 | 360.5 | 0 | 0 | 0 | 0 | 2.4 | 37.8 | 9.2 | 1.8 | 0
Thu, 22.02. 11:00 | 318.6 | 290.4 | 28.2 | 323.5 | 0 | 0 | 0 | 0 | 2.2 | 38.6 | 7.8 | 1.8 | 1
Thu, 22.02. 12:00 | 325.2 | 293.9 | 31.3 | 329.8 | 0 | 0 | 0 | 0 | 2.1 | 46.9 | 7.8 | 1.8 | 2
Thu, 22.02. 13:00 | 308.7 | 280.2 | 28.5 | 314.5 | 0 | 0 | 0 | 0 | 1.9 | 54.1 | 7.4 | 1.8 | 2
Thu, 22.02. 14:00 | 292.3 | 267 | 25.3 | 299.8 | 0 | 0 | 0 | 0 | 1.8 | 63.7 | 6.8 | 1.8 | 3
Thu, 22.02. 15:00 | 285.1 | 261.4 | 23.7 | 292.5 | 0 | 0 | 0 | 0 | 1.6 | 77.7 | 6.7 | 1.8 | 3
Thu, 22.02. 16:00 | 292.2 | 269.7 | 22.5 | 297.5 | 0 | 0 | 0 | 0 | 1.4 | 105.9 | 7.4 | 1.8 | 2
Thu, 22.02. 17:00 | 340.2 | 315.5 | 24.7 | 339.1 | 0 | 0 | 0 | 0 | 0.9 | 132.8 | 9.9 | 1.8 | -1
Thu, 22.02. 18:00 | 349 | 324.9 | 24.1 | 345.9 | 0 | 0 | 0 | 0 | 0.5 | 139.1 | 10.6 | 1.8 | -1
Thu, 22.02. 19:00 | 390.6 | 364 | 26.6 | 381.7 | 0 | 0 | 0 | 0 | 0.4 | 137.5 | 12.8 | 1.8 | -2
Thu, 22.02. 20:00 | 372.9 | 348.3 | 24.6 | 365 | 0 | 0 | 0 | 0 | 0.3 | 104.2 | 12.8 | 1.8 | -3
Thu, 22.02. 21:00 | 330.3 | 307.3 | 23 | 326.5 | 0 | 0 | 0 | 0 | 0.3 | 91.4 | 11 | 1.8 | 0
Thu, 22.02. 22:00 | 204.6 | 191.9 | 12.7 | 216.4 | 0 | 0 | 0 | 0 | 0.3 | 80.4 | 6.4 | 1.8 | 0
Thu, 22.02. 23:00 | 188.6 | 181.2 | 7.4 | 202.7 | 0 | 0 | 0 | 0 | 0.3 | 67.7 | 5.5 | 1.8 | -1
Fri, 23.02. 00:00 | 186.2 | 181.2 | 5 | 200.6 | 0 | 0 | 0 | 0 | 0.3 | 36.8 | 5.2 | 1.8 | -2
Fri, 23.02. 01:00 | 186.5 | 183.8 | 2.7 | 201.1 | 0 | 0 | 0 | 0 | 0.3 | 19 | 5 | 1.8 | -2
Fri, 23.02. 02:00 | 196.1 | 195.3 | 0.8 | 209.7 | 0 | 0 | 0 | 0 | 0.3 | 10.6 | 5.2 | 1.8 | -3
Fri, 23.02. 03:00 | 192.5 | 191.7 | 0.8 | 206.4 | 0 | 0 | 0 | 0 | 0.2 | 8.8 | 5.1 | 1.8 | -3
Fri, 23.02. 04:00 | 211.5 | 209 | 2.5 | 224.2 | 0 | 0 | 0 | 0 | 0.2 | 11.2 | 5.6 | 1.8 | -3
Fri, 23.02. 05:00 | 320.3 | 312 | 8.3 | 321.5 | 0 | 0 | 0 | 0 | 0.3 | 23.1 | 9.2 | 1.8 | -4
Fri, 23.02. 06:00 | 404.9 | 382.3 | 22.6 | 396.4 | 0 | 0 | 0 | 0 | 0.3 | 41.8 | 13 | 1.8 | -4
Fri, 23.02. 07:00 | 399.4 | 374.4 | 25 | 394.4 | 0 | 0 | 0 | 0 | 1.1 | 51.1 | 11.9 | 1.8 | -3
Fri, 23.02. 08:00 | 372 | 346.3 | 25.7 | 371.7 | 0 | 0 | 0 | 0 | 2.1 | 51.7 | 10.3 | 1.8 | -2
Fri, 23.02. 09:00 | 348.7 | 322.2 | 26.5 | 350.9 | 0 | 0 | 0 | 0 | 2.4 | 45.3 | 9.2 | 1.8 | -1
Fri, 23.02. 10:00 | 314.8 | 287.8 | 27 | 320.3 | 0 | 0 | 0 | 0 | 2.3 | 36.7 | 8 | 1.8 | 0
Fri, 23.02. 11:00 | 285.8 | 256.8 | 29 | 294.4 | 0 | 0 | 0 | 0 | 2.2 | 39.8 | 6.8 | 1.8 | 2
Fri, 23.02. 12:00 | 284.3 | 253.9 | 30.4 | 293.2 | 0 | 0 | 0 | 0 | 2.1 | 45.6 | 6.7 | 1.8 | 2
Fri, 23.02. 13:00 | 259.2 | 231.7 | 27.5 | 270.3 | 0 | 0 | 0 | 0 | 1.8 | 52.4 | 6 | 1.8 | 3
Fri, 23.02. 14:00 | 241.4 | 217.1 | 24.3 | 254.1 | 0 | 0 | 0 | 0 | 1.7 | 61.2 | 5.4 | 1.8 | 4
Fri, 23.02. 15:00 | 242.5 | 219 | 23.5 | 254.6 | 0 | 0 | 0 | 0 | 1.6 | 76.9 | 5.5 | 1.8 | 4
Fri, 23.02. 16:00 | 241.5 | 219 | 22.5 | 252.7 | 0 | 0 | 0 | 0 | 1.3 | 105.9 | 5.8 | 1.8 | 4
Fri, 23.02. 17:00 | 262.6 | 238 | 24.6 | 270.4 | 0 | 0 | 0 | 0 | 0.9 | 131.4 | 7.1 | 1.8 | 3
Fri, 23.02. 18:00 | 277.5 | 252.9 | 24.6 | 283.1 | 0 | 0 | 0 | 0 | 0.5 | 141.9 | 7.8 | 1.8 | 3
Fri, 23.02. 19:00 | 293.3 | 266.9 | 26.4 | 296.1 | 0 | 0 | 0 | 0 | 0.4 | 136.2 | 8.9 | 1.8 | 3
Fri, 23.02. 20:00 | 291.2 | 265.1 | 26.1 | 293.4 | 0 | 0 | 0 | 0 | 0.3 | 110.7 | 9.2 | 1.8 | 3
Fri, 23.02. 21:00 | 287.3 | 263.4 | 23.9 | 289.3 | 0 | 0 | 0 | 0 | 0.3 | 95.1 | 9.3 | 1.8 | 2
Fri, 23.02. 22:00 | 166.9 | 154.5 | 12.4 | 183.2 | 0 | 0 | 0 | 0 | 0.3 | 78.1 | 5 | 1.8 | 2
Fri, 23.02. 23:00 | 151.7 | 144 | 7.7 | 170.1 | 0 | 0 | 0 | 0 | 0.3 | 69 | 4.1 | 1.8 | 2
Sat, 24.02. 00:00 | 112 | 107.1 | 4.9 | 134.4 | 0 | 0 | 0 | 0 | 0.2 | 48.1 | 2.8 | 1.8 | 3
Sat, 24.02. 01:00 | 153.3 | 150.1 | 3.2 | 171.6 | 0 | 0 | 0 | 0 | 0.3 | 32.5 | 3.8 | 1.8 | 1
Sat, 24.02. 02:00 | 163.9 | 162.1 | 1.8 | 181.1 | 0 | 0 | 0 | 0 | 0.3 | 20.8 | 4.1 | 1.8 | 0
Sat, 24.02. 03:00 | 159.8 | 159 | 0.8 | 177.3 | 0 | 0 | 0 | 0 | 0.3 | 11.8 | 3.9 | 1.8 | 0
Sat, 24.02. 04:00 | 181.4 | 179.9 | 1.5 | 197.2 | 0 | 0 | 0 | 0 | 0.3 | 11 | 4.4 | 1.8 | 0
Sat, 24.02. 05:00 | 236.3 | 234.5 | 1.8 | 246.1 | 0 | 0 | 0 | 0 | 0.3 | 12.5 | 5.7 | 1.8 | 1
Sat, 24.02. 06:00 | 311.5 | 308.8 | 2.7 | 312.8 | 0 | 0 | 0 | 0 | 0.3 | 12.7 | 7.8 | 1.8 | 1
Sat, 24.02. 07:00 | 309.6 | 303.7 | 5.9 | 313.2 | 0 | 0 | 0 | 0 | 0.4 | 13.7 | 7.4 | 1.8 | 1
Sat, 24.02. 08:00 | 288.7 | 274.8 | 13.9 | 295.5 | 0 | 0 | 0 | 0 | 0.6 | 18.8 | 7.4 | 1.8 | 1
Sat, 24.02. 09:00 | 293.3 | 266.4 | 26.9 | 299 | 0 | 0 | 0 | 0 | 0.7 | 25.8 | 8.7 | 1.8 | 1
Sat, 24.02. 10:00 | 280.3 | 248.9 | 31.4 | 287.5 | 0 | 0 | 0 | 0 | 0.7 | 47.8 | 8.4 | 1.8 | 2
Sat, 24.02. 11:00 | 267.1 | 233.9 | 33.2 | 275.6 | 0 | 0 | 0 | 0 | 0.6 | 55.8 | 8.1 | 1.8 | 2
Sat, 24.02. 12:00 | 266.5 | 232.3 | 34.2 | 275.5 | 0 | 0 | 0 | 0 | 0.7 | 81.5 | 7.7 | 1.8 | 3
Sat, 24.02. 13:00 | 255.2 | 224.7 | 30.5 | 265.4 | 0 | 0 | 0 | 0 | 0.6 | 91.3 | 7 | 1.7 | 3
Sat, 24.02. 14:00 | 233.1 | 206.4 | 26.7 | 245.5 | 0 | 0 | 0 | 0 | 0.5 | 83.8 | 6.1 | 1.7 | 3
Sat, 24.02. 15:00 | 240.9 | 215.6 | 25.3 | 252.3 | 0 | 0 | 0 | 0 | 0.5 | 81.8 | 6.2 | 1.7 | 3
Sat, 24.02. 16:00 | 260 | 233.5 | 26.5 | 269 | 0 | 0 | 0 | 0 | 0.5 | 88.4 | 6.8 | 1.7 | 3
Sat, 24.02. 17:00 | 238.3 | 214.6 | 23.7 | 248.6 | 0 | 0 | 0 | 0 | 0.4 | 81.6 | 6.5 | 1.7 | 3
Sat, 24.02. 18:00 | 233.2 | 212.5 | 20.7 | 243.2 | 0 | 0 | 0 | 0 | 0.3 | 80.8 | 6.7 | 1.7 | 3
Sat, 24.02. 19:00 | 242.5 | 222.3 | 20.2 | 250.9 | 0 | 0 | 0 | 0 | 0.3 | 77.8 | 7.2 | 1.7 | 3
Sat, 24.02. 20:00 | 254.7 | 235.4 | 19.3 | 261.1 | 0 | 0 | 0 | 0 | 0.3 | 71.8 | 7.6 | 1.7 | 3
Sat, 24.02. 21:00 | 231.9 | 217.5 | 14.4 | 240.3 | 0 | 0 | 0 | 0 | 0.2 | 64.4 | 6.8 | 1.7 | 3
Sat, 24.02. 22:00 | 145.3 | 134 | 11.3 | 163.8 | 0 | 0 | 0 | 0 | 0.3 | 61.7 | 4.3 | 1.7 | 3
Sat, 24.02. 23:00 | 135.6 | 127.7 | 7.9 | 155.7 | 0 | 0 | 0 | 0 | 0.3 | 61.9 | 3.7 | 1.7 | 3
Sun, 25.02. 00:00 | 114.9 | 109.7 | 5.2 | 137.1 | 0 | 0 | 0 | 0 | 0.2 | 62.4 | 2.9 | 1.7 | 3
Sun, 25.02. 01:00 | 117.7 | 114.6 | 3.1 | 139.7 | 0 | 0 | 0 | 0 | 0.3 | 54.1 | 2.8 | 1.7 | 3
Sun, 25.02. 02:00 | 115.6 | 113.8 | 1.8 | 137.8 | 0 | 0 | 0 | 0 | 0.2 | 37 | 2.6 | 1.7 | 3
Sun, 25.02. 03:00 | 125.3 | 124.4 | 0.9 | 146.6 | 0 | 0 | 0 | 0 | 0.3 | 19.6 | 2.7 | 1.7 | 3
Sun, 25.02. 04:00 | 121.6 | 119.8 | 1.8 | 143.6 | 0 | 0 | 0 | 0 | 0.3 | 11.7 | 2.6 | 1.7 | 4
Sun, 25.02. 05:00 | 177.1 | 175.2 | 1.9 | 193.2 | 0 | 0 | 0 | 0 | 0.3 | 10.1 | 3.9 | 1.7 | 4
Sun, 25.02. 06:00 | 212.2 | 209.6 | 2.6 | 224 | 0 | 0 | 0 | 0 | 0.2 | 9.6 | 4.8 | 1.7 | 4
Sun, 25.02. 07:00 | 215.1 | 209.7 | 5.4 | 227.6 | 0 | 0 | 0 | 0 | 0.3 | 10.6 | 4.9 | 1.7 | 4
Sun, 25.02. 08:00 | 204.3 | 191.6 | 12.7 | 218.4 | 0 | 0 | 0 | 0 | 0.3 | 10.6 | 5.3 | 1.7 | 4
Sun, 25.02. 09:00 | 198.2 | 173.7 | 24.5 | 212.6 | 0 | 0 | 0 | 0 | 0.3 | 12.6 | 6.1 | 1.7 | 5
Sun, 25.02. 10:00 | 178.5 | 152.8 | 25.7 | 195 | 0 | 0 | 0 | 0 | 0.3 | 14.6 | 5.7 | 1.7 | 6
Sun, 25.02. 11:00 | 176.2 | 149.4 | 26.8 | 192.8 | 0 | 0 | 0 | 0 | 0.3 | 21.2 | 5.8 | 1.7 | 6
Sun, 25.02. 12:00 | 157 | 131.3 | 25.7 | 176 | 0 | 0 | 0 | 0 | 0.3 | 32.3 | 5 | 1.6 | 8
Sun, 25.02. 13:00 | 144.6 | 124.3 | 20.3 | 164.7 | 0 | 0 | 0 | 0 | 0.3 | 41.9 | 4.2 | 1.6 | 8
Sun, 25.02. 14:00 | 164 | 144.6 | 19.4 | 182.3 | 0 | 0 | 0 | 0 | 0.3 | 63.4 | 4.6 | 1.6 | 7
Sun, 25.02. 15:00 | 149.3 | 133.8 | 15.5 | 168.8 | 0 | 0 | 0 | 0 | 0.3 | 54.4 | 4 | 1.6 | 7
Sun, 25.02. 16:00 | 147.8 | 133.1 | 14.7 | 167 | 0 | 0 | 0 | 0 | 0.3 | 60.4 | 4 | 1.6 | 7
Sun, 25.02. 17:00 | 159.6 | 142.9 | 16.7 | 177.3 | 0 | 0 | 0 | 0 | 0.3 | 68.4 | 4.5 | 1.6 | 7
Sun, 25.02. 18:00 | 161.8 | 144.3 | 17.5 | 178.9 | 0 | 0 | 0 | 0 | 0.2 | 82.4 | 4.7 | 1.6 | 7
Sun, 25.02. 19:00 | 174.5 | 155.4 | 19.1 | 190 | 0 | 0 | 0 | 0 | 0.3 | 90.5 | 5.2 | 1.6 | 7
Sun, 25.02. 20:00 | 175.7 | 157.5 | 18.2 | 190.8 | 0 | 0 | 0 | 0 | 0.3 | 84.4 | 5.2 | 1.6 | 7
Sun, 25.02. 21:00 | 164.6 | 150.5 | 14.1 | 180.6 | 0 | 0 | 0 | 0 | 0.2 | 65.7 | 4.8 | 1.6 | 6
Sun, 25.02. 22:00 | 107.7 | 96.1 | 11.6 | 130.6 | 0 | 0 | 0 | 0 | 0.3 | 58.5 | 3.1 | 1.6 | 6
Sun, 25.02. 23:00 | 95.4 | 87.7 | 7.7 | 120 | 0 | 0 | 0 | 0 | 0.3 | 48.2 | 2.4 | 1.6 | 6
Mon, 26.02. 00:00 | 77.3 | 72.7 | 4.6 | 103.9 | 0 | 0 | 0 | 0 | 0.2 | 34.6 | 1.7 | 1.6 | 6
Mon, 26.02. 01:00 | 76.3 | 73.8 | 2.5 | 103.2 | 0 | 0 | 0 | 0 | 0.2 | 17.9 | 1.5 | 1.5 | 6
Mon, 26.02. 02:00 | 82 | 81.1 | 0.9 | 108.4 | 0 | 0 | 0 | 0 | 0.3 | 10.9 | 1.4 | 1.5 | 6
Mon, 26.02. 03:00 | 75 | 74.3 | 0.7 | 102.1 | 0 | 0 | 0 | 0 | 0.2 | 8.5 | 1.3 | 1.5 | 6
Mon, 26.02. 04:00 | 90.3 | 87.7 | 2.6 | 116.4 | 0 | 0 | 0 | 0 | 0.2 | 11.4 | 1.6 | 1.5 | 6
Mon, 26.02. 05:00 | 138.4 | 129.9 | 8.5 | 160.6 | 0 | 0 | 0 | 0 | 0.3 | 24 | 2.9 | 1.5 | 6
Mon, 26.02. 06:00 | 182.3 | 159.1 | 23.2 | 200.4 | 0 | 0 | 0 | 0 | 0.4 | 43 | 5.1 | 1.5 | 6
Mon, 26.02. 07:00 | 174.1 | 150.3 | 23.8 | 193.8 | 0 | 0 | 0 | 0 | 1 | 49 | 4.6 | 1.5 | 6
Mon, 26.02. 08:00 | 172 | 147 | 25 | 192.7 | 0 | 0 | 0 | 0 | 2 | 50.7 | 4.3 | 1.5 | 6
Mon, 26.02. 09:00 | 158 | 131.9 | 26.1 | 180.4 | 0 | 0 | 0 | 0 | 2.4 | 44.8 | 3.6 | 1.4 | 7
Mon, 26.02. 10:00 | 152.9 | 125.5 | 27.4 | 175.8 | 0 | 0 | 0 | 0 | 2.3 | 37.4 | 3.3 | 1.4 | 7
Mon, 26.02. 11:00 | 131.3 | 103.5 | 27.8 | 156.2 | 0 | 0 | 0 | 0 | 2.1 | 38.2 | 2.7 | 1.4 | 8
Mon, 26.02. 12:00 | 110.4 | 81.4 | 29 | 137.7 | 0 | 0 | 0 | 0 | 2 | 43.7 | 2.1 | 1.4 | 10
Mon, 26.02. 13:00 | 118.4 | 90.9 | 27.5 | 144.7 | 0 | 0 | 0 | 0 | 1.8 | 52.4 | 2.3 | 1.4 | 9
Mon, 26.02. 14:00 | 118 | 92.8 | 25.2 | 144.4 | 0 | 0 | 0 | 0 | 1.8 | 63.7 | 2.2 | 1.3 | 9
Mon, 26.02. 15:00 | 118.7 | 94.2 | 24.5 | 144.8 | 0 | 0 | 0 | 0 | 1.6 | 80.9 | 2.3 | 1.3 | 9
Mon, 26.02. 16:00 | 135.2 | 110.4 | 24.8 | 159.2 | 0 | 0 | 0 | 0 | 1.5 | 117.9 | 2.9 | 1.3 | 8
Mon, 26.02. 17:00 | 144 | 118.4 | 25.6 | 166.1 | 0 | 0 | 0 | 0 | 0.9 | 138.1 | 3.6 | 1.3 | 7
Mon, 26.02. 18:00 | 143.6 | 119 | 24.6 | 165.3 | 0 | 0 | 0 | 0 | 0.5 | 141.9 | 3.8 | 1.3 | 7
Mon, 26.02. 19:00 | 145.3 | 120 | 25.3 | 166.1 | 0 | 0 | 0 | 0 | 0.4 | 130.9 | 4.4 | 1.3 | 7
Mon, 26.02. 20:00 | 138.2 | 114.2 | 24 | 159.2 | 0 | 0 | 0 | 0 | 0.3 | 102.1 | 4.4 | 1.3 | 7
Mon, 26.02. 21:00 | 132.6 | 110.3 | 22.3 | 153.9 | 0 | 0 | 0 | 0 | 0.3 | 88.6 | 4.3 | 1.3 | 7
Mon, 26.02. 22:00 | 91.9 | 80.3 | 11.6 | 116.8 | 0 | 0 | 0 | 0 | 0.3 | 74.2 | 2.7 | 1.2 | 6
Mon, 26.02. 23:00 | 91 | 83.2 | 7.8 | 116.3 | 0 | 0 | 0 | 0 | 0.3 | 71 | 2.3 | 1.2 | 6
Tue, 27.02. 00:00 | 90.8 | 85.7 | 5.1 | 116.2 | 0 | 0 | 0 | 0 | 0.3 | 38.2 | 2 | 1.2 | 6
Tue, 27.02. 01:00 | 85.6 | 83 | 2.6 | 111.5 | 0 | 0 | 0 | 0 | 0.3 | 18.9 | 1.7 | 1.2 | 6
Tue, 27.02. 02:00 | 83.6 | 82.8 | 0.8 | 109.7 | 0 | 0 | 0 | 0 | 0.3 | 10.4 | 1.4 | 1.2 | 6
Tue, 27.02. 03:00 | 88.8 | 88 | 0.8 | 114.5 | 0 | 0 | 0 | 0 | 0.3 | 9.3 | 1.5 | 1.2 | 6
Tue, 27.02. 04:00 | 105.9 | 103.1 | 2.8 | 130.4 | 0 | 0 | 0 | 0 | 0.3 | 12 | 1.9 | 1.2 | 6
Tue, 27.02. 05:00 | 155.2 | 147.2 | 8 | 175.1 | 0 | 0 | 0 | 0 | 0.3 | 22.6 | 3.4 | 1.2 | 6
Tue, 27.02. 06:00 | 234.3 | 210 | 24.3 | 246.2 | 0 | 0 | 0 | 0 | 0.4 | 45.2 | 6.5 | 1.2 | 6
Tue, 27.02. 07:00 | 228.6 | 203 | 25.6 | 242.8 | 0 | 0 | 0 | 0 | 1.1 | 52.7 | 6 | 1.1 | 6
Tue, 27.02. 08:00 | 236.1 | 208.9 | 27.2 | 250.6 | 0 | 0 | 0 | 0 | 2.2 | 54.8 | 5.8 | 1.1 | 5
Tue, 27.02. 09:00 | 204.1 | 179.1 | 25 | 221.4 | 0 | 0 | 0 | 0 | 2.3 | 43.1 | 4.7 | 1.1 | 5
Tue, 27.02. 10:00 | 206.9 | 179.3 | 27.6 | 224.1 | 0 | 0 | 0 | 0 | 2.4 | 37.8 | 4.7 | 1.1 | 5
Tue, 27.02. 11:00 | 202.8 | 173 | 29.8 | 220.5 | 0 | 0 | 0 | 0 | 2.3 | 41 | 4.4 | 1 | 5
Tue, 27.02. 12:00 | 202.2 | 171.1 | 31.1 | 220.1 | 0 | 0 | 0 | 0 | 2.1 | 46.9 | 4.4 | 1 | 5
Tue, 27.02. 13:00 | 199.5 | 170 | 29.5 | 217.5 | 0 | 0 | 0 | 0 | 1.9 | 56.3 | 4.3 | 1 | 5
Tue, 27.02. 14:00 | 182 | 157.5 | 24.5 | 201.2 | 0 | 0 | 0 | 0 | 1.7 | 61.8 | 3.9 | 1 | 5
Tue, 27.02. 15:00 | 204.5 | 179.5 | 25 | 221.1 | 0 | 0 | 0 | 0 | 1.7 | 82.5 | 4.6 | 1 | 4
Tue, 27.02. 16:00 | 212.8 | 187.7 | 25.1 | 228 | 0 | 0 | 0 | 0 | 1.5 | 119 | 5 | 1 | 4
Tue, 27.02. 17:00 | 192.6 | 168.7 | 23.9 | 208.6 | 0 | 0 | 0 | 0 | 0.8 | 128.8 | 5 | 1 | 4
Tue, 27.02. 18:00 | 196.2 | 172.9 | 23.3 | 211.3 | 0 | 0 | 0 | 0 | 0.5 | 134.9 | 5.4 | 1 | 4
Tue, 27.02. 19:00 | 206.5 | 181.5 | 25 | 219.9 | 0 | 0 | 0 | 0 | 0.4 | 129.6 | 6.3 | 1 | 4
Tue, 27.02. 20:00 | 205 | 180.3 | 24.7 | 218 | 0 | 0 | 0 | 0 | 0.3 | 105.3 | 6.5 | 1 | 4
Tue, 27.02. 21:00 | 206.2 | 183.5 | 22.7 | 218.5 | 0 | 0 | 0 | 0 | 0.3 | 90.5 | 6.6 | 0.9 | 3
Tue, 27.02. 22:00 | 142.4 | 129.8 | 12.6 | 161.6 | 0 | 0 | 0 | 0 | 0.3 | 80.4 | 4.2 | 0.9 | 3
Tue, 27.02. 23:00 | 122.1 | 114.9 | 7.2 | 143.7 | 0 | 0 | 0 | 0 | 0.3 | 65.7 | 3.2 | 0.9 | 3
Wed, 28.02. 00:00 | 122.3 | 117.4 | 4.9 | 143.9 | 0 | 0 | 0 | 0 | 0.3 | 36.4 | 3 | 0.9 | 3
Wed, 28.02. 01:00 | 130.3 | 127.7 | 2.6 | 151.1 | 0 | 0 | 0 | 0 | 0.3 | 18.5 | 3 | 0.9 | 2
Wed, 28.02. 02:00 | 135.5 | 134.7 | 0.8 | 155.9 | 0 | 0 | 0 | 0 | 0.3 | 10.8 | 3 | 0.9 | 2
Wed, 28.02. 03:00 | 126.5 | 125.8 | 0.7 | 147.7 | 0 | 0 | 0 | 0 | 0.2 | 8.6 | 2.8 | 0.9 | 2
Wed, 28.02. 04:00 | 164.3 | 161.4 | 2.9 | 182.4 | 0 | 0 | 0 | 0 | 0.3 | 12.6 | 3.7 | 0.9 | 2
Wed, 28.02. 05:00 | 219.9 | 211.6 | 8.3 | 232.5 | 0 | 0 | 0 | 0 | 0.3 | 23.3 | 5.4 | 0.9 | 2
Wed, 28.02. 06:00 | 297.9 | 274.3 | 23.6 | 302.2 | 0 | 0 | 0 | 0 | 0.4 | 43.9 | 8.6 | 0.9 | 2
Wed, 28.02. 07:00 | 291.4 | 266.3 | 25.1 | 298.4 | 0 | 0 | 0 | 0 | 1.1 | 51.6 | 8 | 0.9 | 2
Wed, 28.02. 08:00 | 276.6 | 251.1 | 25.5 | 286.2 | 0 | 0 | 0 | 0 | 2.1 | 51.7 | 7.1 | 0.9 | 2
Wed, 28.02. 09:00 | 251.7 | 225.9 | 25.8 | 264.1 | 0 | 0 | 0 | 0 | 2.3 | 44.4 | 6.1 | 0.9 | 3
Wed, 28.02. 10:00 | 235.1 | 208.8 | 26.3 | 248.8 | 0 | 0 | 0 | 0 | 2.2 | 36 | 5.6 | 0.9 | 3
Wed, 28.02. 11:00 | 235.7 | 205.3 | 30.4 | 249.9 | 0 | 0 | 0 | 0 | 2.3 | 41.9 | 5.3 | 0.9 | 4
Wed, 28.02. 12:00 | 232.4 | 201 | 31.4 | 246.9 | 0 | 0 | 0 | 0 | 2.1 | 47.4 | 5.2 | 0.9 | 4
Wed, 28.02. 13:00 | 209.7 | 181.1 | 28.6 | 226.2 | 0 | 0 | 0 | 0 | 1.8 | 54.7 | 4.5 | 0.9 | 5
Wed, 28.02. 14:00 | 188.5 | 163.8 | 24.7 | 206.9 | 0 | 0 | 0 | 0 | 1.7 | 62.5 | 4 | 0.8 | 6
Wed, 28.02. 15:00 | 196.3 | 171.6 | 24.7 | 213.9 | 0 | 0 | 0 | 0 | 1.7 | 81.7 | 4.2 | 0.8 | 6
Wed, 28.02. 16:00 | 220.1 | 194.8 | 25.3 | 234.5 | 0 | 0 | 0 | 0 | 1.5 | 120.1 | 5.1 | 0.8 | 5
Wed, 28.02. 17:00 | 212.1 | 186.5 | 25.6 | 226.1 | 0 | 0 | 0 | 0 | 0.9 | 138.1 | 5.5 | 0.8 | 5
Wed, 28.02. 18:00 | 210.8 | 186.6 | 24.2 | 224.2 | 0 | 0 | 0 | 0 | 0.5 | 140.5 | 5.7 | 0.8 | 5
Wed, 28.02. 19:00 | 218.3 | 193.1 | 25.2 | 230 | 0 | 0 | 0 | 0 | 0.4 | 130.9 | 6.5 | 0.8 | 4.8
Wed, 28.02. 20:00 | 220.9 | 196.2 | 24.7 | 231.7 | 0 | 0 | 0 | 0 | 0.3 | 105.3 | 6.9 | 0.8 | 4.2
Wed, 28.02. 21:00 | 222.8 | 198.9 | 23.9 | 232.9 | 0 | 0 | 0 | 0 | 0.3 | 95.1 | 7.1 | 0.8 | 4
Wed, 28.02. 22:00 | 137.9 | 125.7 | 12.2 | 157.5 | 0 | 0 | 0 | 0 | 0.3 | 78.1 | 4.1 | 0.8 | 3.5
Wed, 28.02. 23:00 | 115.9 | 109.1 | 6.8 | 137.9 | 0 | 0 | 0 | 0 | 0.2 | 61.7 | 3 | 0.8 | 3.2
Thu, 01.03. 00:00 | 123.6 | 118.4 | 5.2 | 145.2 | 0 | 0 | 0 | 0 | 0.3 | 38.6 | 3 | 0.8 | 3.2
Thu, 01.03. 01:00 | 116 | 113.4 | 2.6 | 138.3 | 0 | 0 | 0 | 0 | 0.3 | 18.5 | 2.6 | 0.8 | 3
Thu, 01.03. 02:00 | 117.8 | 117 | 0.8 | 140.1 | 0 | 0 | 0 | 0 | 0.3 | 10.6 | 2.4 | 0.8 | 3
Thu, 01.03. 03:00 | 115.6 | 114.8 | 0.8 | 138.2 | 0 | 0 | 0 | 0 | 0.2 | 8.8 | 2.4 | 0.9 | 3
Thu, 01.03. 04:00 | 133.8 | 131.1 | 2.7 | 155.2 | 0 | 0 | 0 | 0 | 0.2 | 11.6 | 2.8 | 0.9 | 3
Thu, 01.03. 05:00 | 187.1 | 179 | 8.1 | 203.5 | 0 | 0 | 0 | 0 | 0.3 | 22.9 | 4.4 | 0.9 | 3
Thu, 01.03. 06:00 | 247.2 | 224.6 | 22.6 | 257.4 | 0 | 0 | 0 | 0 | 0.3 | 42.2 | 7.1 | 0.9 | 3
Thu, 01.03. 07:00 | 259.8 | 234 | 25.8 | 270.5 | 0 | 0 | 0 | 0 | 1.1 | 53.2 | 7.1 | 0.9 | 3
Thu, 01.03. 08:00 | 252.5 | 225.8 | 26.7 | 265.1 | 0 | 0 | 0 | 0 | 2.2 | 54.3 | 6.4 | 0.9 | 3
Thu, 01.03. 09:00 | 209.3 | 183.3 | 26 | 226.3 | 0 | 0 | 0 | 0 | 2.4 | 44.8 | 4.8 | 0.9 | 5
Thu, 01.03. 10:00 | 190.9 | 163.6 | 27.3 | 209.7 | 0 | 0 | 0 | 0 | 2.3 | 37.4 | 4.2 | 0.9 | 6
Thu, 01.03. 11:00 | 163.6 | 134.5 | 29.1 | 185.6 | 0 | 0 | 0 | 0 | 2.2 | 40.2 | 3.3 | 0.9 | 8
Thu, 01.03. 12:00 | 142.7 | 114.1 | 28.6 | 166.5 | 0 | 0 | 0 | 0 | 1.9 | 43.2 | 2.8 | 0.9 | 9
Thu, 01.03. 13:00 | 144.5 | 114.3 | 30.2 | 168.8 | 0 | 0 | 0 | 0 | 2 | 57.9 | 2.7 | 0.9 | 10
Thu, 01.03. 14:00 | 126.5 | 102 | 24.5 | 151.8 | 0 | 0 | 0 | 0 | 1.7 | 61.8 | 2.3 | 0.9 | 10
Thu, 01.03. 15:00 | 145.4 | 120.4 | 25 | 168.6 | 0 | 0 | 0 | 0 | 1.7 | 82.5 | 2.8 | 0.9 | 9
Thu, 01.03. 16:00 | 148.8 | 125.9 | 22.9 | 170.7 | 0 | 0 | 0 | 0 | 1.4 | 109.1 | 3.2 | 0.9 | 8
Thu, 01.03. 17:00 | 166.2 | 141.1 | 25.1 | 185.4 | 0 | 0 | 0 | 0 | 0.9 | 135.4 | 4.1 | 0.9 | 7
Thu, 01.03. 18:00 | 173.9 | 150.4 | 23.5 | 191.6 | 0 | 0 | 0 | 0 | 0.5 | 136.4 | 4.7 | 0.9 | 6
Thu, 01.03. 19:00 | 192.8 | 166.4 | 26.4 | 208 | 0 | 0 | 0 | 0 | 0.4 | 137.5 | 5.8 | 0.9 | 6
Thu, 01.03. 20:00 | 194.9 | 169.8 | 25.1 | 209.1 | 0 | 0 | 0 | 0 | 0.3 | 107.4 | 6.1 | 0.9 | 5
Thu, 01.03. 21:00 | 203.4 | 180.7 | 22.7 | 216.1 | 0 | 0 | 0 | 0 | 0.3 | 90.5 | 6.5 | 0.9 | 3
Thu, 01.03. 22:00 | 159.5 | 147.3 | 12.2 | 176.8 | 0 | 0 | 0 | 0 | 0.3 | 78.1 | 4.8 | 0.9 | 1
Thu, 01.03. 23:00 | 143.3 | 136.1 | 7.2 | 162.4 | 0 | 0 | 0 | 0 | 0.3 | 65.7 | 3.9 | 0.9 | 1
Fri, 02.03. 00:00 | 155.9 | 150.7 | 5.2 | 173.6 | 0 | 0 | 0 | 0 | 0.3 | 38.6 | 4.2 | 0.9 | 0
Fri, 02.03. 01:00 | 145.1 | 142.5 | 2.6 | 164 | 0 | 0 | 0 | 0 | 0.3 | 18.6 | 3.6 | 0.9 | 0
Fri, 02.03. 02:00 | 151.6 | 150.7 | 0.9 | 169.9 | 0 | 0 | 0 | 0 | 0.3 | 11 | 3.6 | 0.9 | 0
Fri, 02.03. 03:00 | 163.5 | 162.6 | 0.9 | 180.4 | 0 | 0 | 0 | 0 | 0.3 | 9.5 | 4 | 0.9 | -1
Fri, 02.03. 04:00 | 163.1 | 160.6 | 2.5 | 180.5 | 0 | 0 | 0 | 0 | 0.2 | 11.4 | 4.1 | 0.9 | -1
Fri, 02.03. 05:00 | 206.1 | 198.1 | 8 | 219.4 | 0 | 0 | 0 | 0 | 0.3 | 22.6 | 5.6 | 0.9 | -1
Fri, 02.03. 06:00 | 254.2 | 230.7 | 23.5 | 262.7 | 0 | 0 | 0 | 0 | 0.4 | 43.9 | 7.9 | 1 | 0
Fri, 02.03. 07:00 | 219.3 | 195.1 | 24.2 | 232.7 | 0 | 0 | 0 | 0 | 1 | 50.1 | 6.4 | 1 | 2
Fri, 02.03. 08:00 | 167.8 | 143.4 | 24.4 | 187.5 | 0 | 0 | 0 | 0 | 2 | 49.6 | 4.4 | 1 | 6
Fri, 02.03. 09:00 | 125.5 | 98.2 | 27.3 | 150.1 | 0.1 | 0.1 | 0 | 0 | 2.5 | 47.1 | 3 | 1 | 11
Fri, 02.03. 10:00 | 106.9 | 79.3 | 27.6 | 132.2 | 0.1 | 0.1 | 0 | 0 | 2.3 | 37.8 | 2.6 | 1 | 13
Fri, 02.03. 11:00 | 100.4 | 71 | 29.4 | 126.1 | 0.1 | 0.1 | 0 | 0 | 2.2 | 40.6 | 2.3 | 1 | 14
Fri, 02.03. 12:00 | 96.7 | 65.8 | 30.9 | 122.5 | 0.1 | 0.1 | 0 | 0 | 2.1 | 46.9 | 2.3 | 1 | 15
Fri, 02.03. 13:00 | 92.9 | 63.9 | 29 | 118.8 | 0.3 | 0.3 | 0 | 0 | 1.9 | 55.8 | 2.1 | 1 | 16
Fri, 02.03. 14:00 | 85 | 60.2 | 24.8 | 111.4 | 0.3 | 0.3 | 0 | 0 | 1.8 | 63.1 | 2 | 1 | 16
Fri, 02.03. 15:00 | 88.1 | 63.2 | 24.9 | 113.9 | 0.5 | 0.5 | 0 | 0 | 1.7 | 82.5 | 2 | 1 | 17
Fri, 02.03. 16:00 | 80.5 | 58.2 | 22.3 | 106.4 | 0.1 | 0.1 | 0 | 0 | 1.3 | 105.9 | 2.1 | 1 | 15
Fri, 02.03. 17:00 | 95.5 | 71.2 | 24.3 | 120.5 | 0.1 | 0.1 | 0 | 0 | 0.8 | 131.4 | 2.7 | 1 | 12
Fri, 02.03. 18:00 | 117.8 | 94.3 | 23.5 | 141.1 | 0.1 | 0.1 | 0 | 0 | 0.5 | 136.4 | 3.3 | 1 | 9
Fri, 02.03. 19:00 | 135.9 | 110.8 | 25.1 | 156.5 | 0.1 | 0.1 | 0 | 0 | 0.4 | 130.9 | 4.4 | 1 | 8
Fri, 02.03. 20:00 | 106.8 | 82.2 | 24.6 | 129.8 | 0 | 0 | 0 | 0 | 0.3 | 105.3 | 3.9 | 1 | 11
Fri, 02.03. 21:00 | 95.4 | 73.7 | 21.7 | 119.3 | 0 | 0 | 0 | 0 | 0.3 | 86.8 | 3.6 | 1.1 | 11
Fri, 02.03. 22:00 | 51.8 | 39.8 | 12 | 80.9 | 0 | 0 | 0 | 0 | 0.3 | 76.5 | 1.8 | 1.1 | 10
Fri, 02.03. 23:00 | 44.6 | 36.8 | 7.8 | 74.9 | 0 | 0 | 0 | 0 | 0.3 | 71.7 | 1.2 | 1.1 | 10
Sat, 03.03. 00:00 | 41.3 | 36.2 | 5.1 | 71.7 | 0 | 0 | 0 | 0 | 0.2 | 51.4 | 0.9 | 1.1 | 9
Sat, 03.03. 01:00 | 40.3 | 37.2 | 3.1 | 70.8 | 0 | 0 | 0 | 0 | 0.2 | 30 | 0.7 | 1.1 | 9
Sat, 03.03. 02:00 | 51.6 | 49.8 | 1.8 | 81 | 0 | 0 | 0 | 0 | 0.3 | 20 | 0.8 | 1.1 | 8
Sat, 03.03. 03:00 | 53 | 52.2 | 0.8 | 82.4 | 0 | 0 | 0 | 0 | 0.3 | 12.2 | 0.7 | 1.1 | 8
Sat, 03.03. 04:00 | 56.2 | 54.7 | 1.5 | 85.3 | 0 | 0 | 0 | 0 | 0.2 | 10.6 | 0.8 | 1.1 | 8
Sat, 03.03. 05:00 | 87.3 | 85.6 | 1.7 | 113.9 | 0 | 0 | 0 | 0 | 0.3 | 12.5 | 1.3 | 1.1 | 7
Sat, 03.03. 06:00 | 110.9 | 108.1 | 2.8 | 135.8 | 0 | 0 | 0 | 0 | 0.3 | 13.1 | 1.7 | 1.1 | 7
Sat, 03.03. 07:00 | 111.7 | 105.7 | 6 | 136.9 | 0 | 0 | 0 | 0 | 0.4 | 14 | 1.9 | 1.1 | 7
Sat, 03.03. 08:00 | 88.3 | 74.5 | 13.8 | 115.8 | 0 | 0 | 0 | 0 | 0.6 | 18.8 | 2.1 | 1.1 | 9
Sat, 03.03. 09:00 | 86.9 | 60.5 | 26.4 | 114.5 | 0 | 0 | 0 | 0 | 0.7 | 25.5 | 3.2 | 1.1 | 10
Sat, 03.03. 10:00 | 75 | 45.7 | 29.3 | 102.4 | 0 | 0 | 0 | 0 | 0.6 | 45 | 3.3 | 1.1 | 12
Sat, 03.03. 11:00 | 74.5 | 41.5 | 33 | 101.8 | 0 | 0 | 0 | 0 | 0.6 | 55.8 | 3.4 | 1.1 | 13
Sat, 03.03. 12:00 | 63.3 | 32.2 | 31.1 | 91 | 0 | 0 | 0 | 0 | 0.6 | 74.5 | 2.9 | 1.1 | 15
Sat, 03.03. 13:00 | 57.6 | 30.3 | 27.3 | 85.9 | 0.2 | 0.2 | 0 | 0 | 0.5 | 82.5 | 2.3 | 1.1 | 16
Sat, 03.03. 14:00 | 57.4 | 30.6 | 26.8 | 85.9 | 0.2 | 0.2 | 0 | 0 | 0.5 | 84.7 | 2.2 | 1.1 | 16
Sat, 03.03. 15:00 | 56.3 | 31.5 | 24.8 | 84.9 | 0.2 | 0.2 | 0 | 0 | 0.5 | 81 | 1.9 | 1.1 | 16
Sat, 03.03. 16:00 | 54.7 | 30.9 | 23.8 | 83.2 | 0 | 0 | 0 | 0 | 0.5 | 80.2 | 1.9 | 1.1 | 15
Sat, 03.03. 17:00 | 63.6 | 39.4 | 24.2 | 91.8 | 0 | 0 | 0 | 0 | 0.4 | 84.1 | 2.2 | 1.1 | 13
Sat, 03.03. 18:00 | 80.8 | 57.6 | 23.2 | 108.6 | 0 | 0 | 0 | 0 | 0.3 | 91.2 | 2.5 | 1.1 | 10
Sat, 03.03. 19:00 | 92.5 | 70.3 | 22.2 | 118.7 | 0 | 0 | 0 | 0 | 0.3 | 86.1 | 3 | 1.1 | 9
Sat, 03.03. 20:00 | 97.4 | 78.3 | 19.1 | 122.6 | 0 | 0 | 0 | 0 | 0.3 | 71.8 | 3.1 | 1.1 | 8
Sat, 03.03. 21:00 | 85.5 | 69.6 | 15.9 | 112.1 | 0 | 0 | 0 | 0 | 0.3 | 71.7 | 2.6 | 1.1 | 9
Sat, 03.03. 22:00 | 87 | 75.5 | 11.5 | 112 | 0 | 0 | 0 | 0 | 0.3 | 62.9 | 2.6 | 1.1 | 6
Sat, 03.03. 23:00 | 93.7 | 85.8 | 7.9 | 118 | 0 | 0 | 0 | 0 | 0.3 | 61.9 | 2.4 | 1.1 | 5
Sun, 04.03. 00:00 | 100.3 | 94.9 | 5.4 | 123.8 | 0 | 0 | 0 | 0 | 0.2 | 65 | 2.4 | 1.1 | 5
Sun, 04.03. 01:00 | 98.3 | 95.2 | 3.1 | 122.1 | 0 | 0 | 0 | 0 | 0.2 | 54.1 | 2.2 | 1.1 | 5
Sun, 04.03. 02:00 | 84.3 | 82.6 | 1.7 | 109.7 | 0 | 0 | 0 | 0 | 0.2 | 36.2 | 1.6 | 1.1 | 6
Sun, 04.03. 03:00 | 86 | 85.3 | 0.7 | 111.3 | 0 | 0 | 0 | 0 | 0.2 | 17.9 | 1.6 | 1.1 | 6
Sun, 04.03. 04:00 | 109 | 107.2 | 1.8 | 132.1 | 0 | 0 | 0 | 0 | 0.3 | 12.2 | 2.1 | 1.1 | 6
Sun, 04.03. 05:00 | 164.6 | 162.8 | 1.8 | 181.3 | 0 | 0 | 0 | 0 | 0.2 | 9.3 | 3.6 | 1.1 | 5
Sun, 04.03. 06:00 | 234.2 | 231.6 | 2.6 | 242.8 | 0 | 0 | 0 | 0 | 0.3 | 10.2 | 5.3 | 1.1 | 5
Sun, 04.03. 07:00 | 220.5 | 215.3 | 5.2 | 231.6 | 0 | 0 | 0 | 0 | 0.3 | 10.5 | 5 | 1.1 | 5
Sun, 04.03. 08:00 | 205.1 | 192.7 | 12.4 | 218.6 | 0 | 0 | 0 | 0 | 0.3 | 10.4 | 5.2 | 1.1 | 5
Sun, 04.03. 09:00 | 208.1 | 184.3 | 23.8 | 220.8 | 0 | 0 | 0 | 0 | 0.3 | 12.4 | 6.4 | 1.1 | 5
Sun, 04.03. 10:00 | 204.2 | 178.4 | 25.8 | 217.2 | 0 | 0 | 0 | 0 | 0.3 | 14.7 | 6.5 | 1.1 | 5
Sun, 04.03. 11:00 | 203.5 | 176.4 | 27.1 | 216.6 | 0 | 0 | 0 | 0 | 0.3 | 21.6 | 6.6 | 1.1 | 5
Sun, 04.03. 12:00 | 204.3 | 180 | 24.3 | 217.3 | 0 | 0 | 0 | 0 | 0.3 | 30.8 | 6.4 | 1.1 | 4
Sun, 04.03. 13:00 | 191.6 | 172.4 | 19.2 | 205.9 | 0 | 0 | 0 | 0 | 0.3 | 40.2 | 5.7 | 1.1 | 4
Sun, 04.03. 14:00 | 206.1 | 187.3 | 18.8 | 219 | 0 | 0 | 0 | 0 | 0.3 | 61.6 | 5.9 | 1.1 | 4
Sun, 04.03. 15:00 | 203.3 | 187.1 | 16.2 | 216.3 | 0 | 0 | 0 | 0 | 0.3 | 57.1 | 5.6 | 1.1 | 4
Sun, 04.03. 16:00 | 197.5 | 182.5 | 15 | 210.7 | 0 | 0 | 0 | 0 | 0.3 | 62.3 | 5.5 | 1.1 | 4
Sun, 04.03. 17:00 | 218.3 | 200.7 | 17.6 | 228.8 | 0 | 0 | 0 | 0 | 0.3 | 72.5 | 6.3 | 1.1 | 4
Sun, 04.03. 18:00 | 218.4 | 200.3 | 18.1 | 228.6 | 0 | 0 | 0 | 0 | 0.3 | 86.6 | 6.5 | 1.1 | 4
Sun, 04.03. 19:00 | 225.2 | 206.1 | 19.1 | 234.2 | 0 | 0 | 0 | 0 | 0.3 | 91.3 | 6.9 | 1.1 | 4
Sun, 04.03. 20:00 | 224.8 | 206.8 | 18 | 233.6 | 0 | 0 | 0 | 0 | 0.3 | 84.4 | 6.9 | 1.1 | 4
Sun, 04.03. 21:00 | 198.9 | 185 | 13.9 | 210.3 | 0 | 0 | 0 | 0 | 0.2 | 65.7 | 6 | 1.1 | 4
Sun, 04.03. 22:00 | 126.7 | 115.9 | 10.8 | 147 | 0 | 0 | 0 | 0 | 0.2 | 55.1 | 3.7 | 1.1 | 4
Sun, 04.03. 23:00 | 125.1 | 117.9 | 7.2 | 145.9 | 0 | 0 | 0 | 0 | 0.2 | 45.5 | 3.4 | 1.1 | 3
Mon, 05.03. 00:00 | 126.1 | 121.2 | 4.9 | 147.1 | 0 | 0 | 0 | 0 | 0.3 | 36.8 | 3.1 | 1.1 | 3
Mon, 05.03. 01:00 | 114.6 | 112.3 | 2.3 | 136.8 | 0 | 0 | 0 | 0 | 0.2 | 17.3 | 2.6 | 1.1 | 3
Mon, 05.03. 02:00 | 125.8 | 125 | 0.8 | 147.2 | 0 | 0 | 0 | 0 | 0.3 | 10.7 | 2.7 | 1.1 | 3
Mon, 05.03. 03:00 | 128.1 | 127.3 | 0.8 | 149.2 | 0 | 0 | 0 | 0 | 0.3 | 9.2 | 2.7 | 1.1 | 3
Mon, 05.03. 04:00 | 144.9 | 142.3 | 2.6 | 164.8 | 0 | 0 | 0 | 0 | 0.2 | 11.5 | 3.1 | 1.1 | 3
Mon, 05.03. 05:00 | 234.7 | 226.4 | 8.3 | 245.5 | 0 | 0 | 0 | 0 | 0.3 | 23.6 | 5.8 | 1.1 | 2
Mon, 05.03. 06:00 | 297.9 | 277.4 | 20.5 | 301.2 | 0 | 0 | 0 | 0 | 0.3 | 38.3 | 8.9 | 1.1 | 0
Mon, 05.03. 07:00 | 338.5 | 312.3 | 26.2 | 340.4 | 0 | 0 | 0 | 0 | 1.1 | 54.3 | 9.4 | 1.1 | 1
Mon, 05.03. 08:00 | 298.9 | 274.1 | 24.8 | 306 | 0 | 0 | 0 | 0 | 2 | 50.7 | 7.8 | 1.1 | 1
Mon, 05.03. 09:00 | 275.6 | 250.2 | 25.4 | 285.3 | 0 | 0 | 0 | 0 | 2.3 | 44 | 6.8 | 1.1 | 2
Mon, 05.03. 10:00 | 273.6 | 243.7 | 29.9 | 284 | 0 | 0 | 0 | 0 | 2.5 | 41.2 | 6.3 | 1.1 | 4
Mon, 05.03. 11:00 | 243.7 | 212.9 | 30.8 | 257.2 | 0 | 0 | 0 | 0 | 2.3 | 42.7 | 5.4 | 1.1 | 5
Mon, 05.03. 12:00 | 218.9 | 189.9 | 29 | 234.5 | 0 | 0 | 0 | 0 | 2 | 44.2 | 4.8 | 1.1 | 5
Mon, 05.03. 13:00 | 211.8 | 183.4 | 28.4 | 228.1 | 0 | 0 | 0 | 0 | 1.8 | 54.7 | 4.5 | 1.1 | 6
Mon, 05.03. 14:00 | 204.8 | 179.9 | 24.9 | 221.6 | 0 | 0 | 0 | 0 | 1.8 | 63.7 | 4.3 | 1.1 | 6
Mon, 05.03. 15:00 | 215.7 | 190.3 | 25.4 | 231.1 | 0 | 0 | 0 | 0 | 1.7 | 84.1 | 4.6 | 1.1 | 6
Mon, 05.03. 16:00 | 196 | 173.8 | 22.2 | 212.2 | 0 | 0 | 0 | 0 | 1.3 | 105.9 | 4.5 | 1.1 | 6
Mon, 05.03. 17:00 | 253.2 | 226.1 | 27.1 | 262.6 | 0 | 0 | 0 | 0 | 0.9 | 147.4 | 6.6 | 1.1 | 4
Mon, 05.03. 18:00 | 247.7 | 222.4 | 25.3 | 256.8 | 0 | 0 | 0 | 0 | 0.5 | 147.5 | 6.8 | 1.1 | 4
Mon, 05.03. 19:00 | 294 | 267.2 | 26.8 | 297 | 0 | 0 | 0 | 0 | 0.4 | 140.1 | 9.2 | 1.1 | 1
Mon, 05.03. 20:00 | 294.8 | 270 | 24.8 | 296.8 | 0 | 0 | 0 | 0 | 0.3 | 106.4 | 9.7 | 1.1 | -1
Mon, 05.03. 21:00 | 287.5 | 265.2 | 22.3 | 289.7 | 0 | 0 | 0 | 0 | 0.3 | 89.6 | 9.7 | 1.1 | -2
Mon, 05.03. 22:00 | 213.7 | 201.6 | 12.1 | 224.6 | 0 | 0 | 0 | 0 | 0.3 | 78.1 | 6.9 | 1.1 | -3
Mon, 05.03. 23:00 | 193.2 | 186 | 7.2 | 206.5 | 0 | 0 | 0 | 0 | 0.2 | 65.7 | 5.8 | 1.1 | -3
Tue, 06.03. 00:00 | 205.6 | 200.7 | 4.9 | 217.7 | 0 | 0 | 0 | 0 | 0.3 | 36.4 | 6 | 1.1 | -4
Tue, 06.03. 01:00 | 210.3 | 207.6 | 2.7 | 222 | 0 | 0 | 0 | 0 | 0.3 | 19.2 | 5.9 | 1.1 | -4
Tue, 06.03. 02:00 | 206.5 | 205.7 | 0.8 | 218.7 | 0 | 0 | 0 | 0 | 0.3 | 10.6 | 5.6 | 1.1 | -4
Tue, 06.03. 03:00 | 223.8 | 223 | 0.8 | 234.2 | 0 | 0 | 0 | 0 | 0.3 | 9.3 | 6.3 | 1.1 | -5
Tue, 06.03. 04:00 | 265.3 | 262.4 | 2.9 | 272 | 0 | 0 | 0 | 0 | 0.3 | 12.8 | 7.4 | 1.1 | -5
Tue, 06.03. 05:00 | 318.5 | 310.6 | 7.9 | 319.6 | 0 | 0 | 0 | 0 | 0.3 | 22.4 | 9.4 | 1.1 | -5
Tue, 06.03. 06:00 | 406.6 | 384.5 | 22.1 | 397.7 | 0 | 0 | 0 | 0 | 0.3 | 41.3 | 13.3 | 1.1 | -5
Tue, 06.03. 07:00 | 383.7 | 359.1 | 24.6 | 380.2 | 0 | 0 | 0 | 0 | 1 | 51.1 | 11.2 | 1 | -2
Tue, 06.03. 08:00 | 345.2 | 319.1 | 26.1 | 347.9 | 0 | 0 | 0 | 0 | 2.1 | 53.3 | 9 | 1 | 1
Tue, 06.03. 09:00 | 294.3 | 268.7 | 25.6 | 302.3 | 0 | 0 | 0 | 0 | 2.3 | 44.4 | 7.1 | 1 | 3
Tue, 06.03. 10:00 | 246.8 | 220.2 | 26.6 | 259.7 | 0 | 0 | 0 | 0 | 2.3 | 36.7 | 5.4 | 1 | 6
Tue, 06.03. 11:00 | 234.8 | 206.8 | 28 | 248.9 | 0 | 0 | 0 | 0 | 2.1 | 39 | 5 | 1 | 6
Tue, 06.03. 12:00 | 254.2 | 220.6 | 33.6 | 267.2 | 0 | 0 | 0 | 0 | 2.2 | 51.1 | 5.3 | 1 | 7
Tue, 06.03. 13:00 | 240.8 | 211.6 | 29.2 | 254.4 | 0 | 0 | 0 | 0 | 1.9 | 56.3 | 5.1 | 1 | 6
Tue, 06.03. 14:00 | 215.4 | 190.5 | 24.9 | 231.2 | 0 | 0 | 0 | 0 | 1.8 | 63.7 | 4.4 | 1 | 7
Tue, 06.03. 15:00 | 207.8 | 184.6 | 23.2 | 223.7 | 0 | 0 | 0 | 0 | 1.5 | 76.9 | 4.3 | 1 | 7
Tue, 06.03. 16:00 | 214.9 | 191.9 | 23 | 229.2 | 0 | 0 | 0 | 0 | 1.4 | 110.2 | 4.8 | 1 | 7
Tue, 06.03. 17:00 | 246.9 | 221.7 | 25.2 | 256.6 | 0 | 0 | 0 | 0 | 0.9 | 136.8 | 6.4 | 1 | 5
Tue, 06.03. 18:00 | 257 | 235.1 | 21.9 | 264.3 | 0 | 0 | 0 | 0 | 0.5 | 128 | 7.3 | 1 | 2
Tue, 06.03. 19:00 | 323.4 | 297.4 | 26 | 322.6 | 0 | 0 | 0 | 0 | 0.4 | 136.2 | 10.2 | 1 | 0
Tue, 06.03. 20:00 | 329.4 | 303.9 | 25.5 | 327.1 | 0 | 0 | 0 | 0 | 0.3 | 109.6 | 10.9 | 1 | -1
Tue, 06.03. 21:00 | 314.6 | 291.2 | 23.4 | 313.3 | 0 | 0 | 0 | 0 | 0.3 | 94.1 | 10.6 | 1 | -1
Tue, 06.03. 22:00 | 205.6 | 193.7 | 11.9 | 217.3 | 0 | 0 | 0 | 0 | 0.3 | 76.5 | 6.5 | 1 | -2
Tue, 06.03. 23:00 | 211.7 | 204 | 7.7 | 223.2 | 0 | 0 | 0 | 0 | 0.3 | 70.4 | 6.3 | 1 | -3
Wed, 07.03. 00:00 | 197.3 | 192.3 | 5 | 210.3 | 0 | 0 | 0 | 0 | 0.3 | 37.1 | 5.7 | 1 | -3
Wed, 07.03. 01:00 | 180.4 | 178 | 2.4 | 195.3 | 0 | 0 | 0 | 0 | 0.2 | 17.5 | 5 | 1 | -3
Wed, 07.03. 02:00 | 184.9 | 184.2 | 0.7 | 199.3 | 0 | 0 | 0 | 0 | 0.2 | 9.5 | 5 | 1 | -4
Wed, 07.03. 03:00 | 196.7 | 196 | 0.7 | 210 | 0 | 0 | 0 | 0 | 0.2 | 8.7 | 5.4 | 1 | -4
Wed, 07.03. 04:00 | 239.2 | 236.4 | 2.8 | 248.8 | 0 | 0 | 0 | 0 | 0.3 | 12.2 | 6.5 | 1 | -4
Wed, 07.03. 05:00 | 305.2 | 297.3 | 7.9 | 308 | 0 | 0 | 0 | 0 | 0.3 | 22.6 | 8.8 | 1 | -4
Wed, 07.03. 06:00 | 393.3 | 371.5 | 21.8 | 386 | 0 | 0 | 0 | 0 | 0.3 | 40.9 | 12.8 | 1 | -5
Wed, 07.03. 07:00 | 374.4 | 349.8 | 24.6 | 372 | 0 | 0 | 0 | 0 | 1 | 51.1 | 10.9 | 1 | -2
Wed, 07.03. 08:00 | 329.7 | 304.2 | 25.5 | 333.9 | 0 | 0 | 0 | 0 | 2 | 52.2 | 8.6 | 1 | 1
Wed, 07.03. 09:00 | 295.6 | 269.3 | 26.3 | 303.7 | 0 | 0 | 0 | 0 | 2.4 | 45.7 | 7.1 | 1 | 3
Wed, 07.03. 10:00 | 278.8 | 249.2 | 29.6 | 289 | 0 | 0 | 0 | 0 | 2.5 | 40.8 | 6.3 | 1 | 5
Wed, 07.03. 11:00 | 249 | 219.8 | 29.2 | 261.8 | 0 | 0 | 0 | 0 | 2.2 | 40.6 | 5.5 | 1 | 5
Wed, 07.03. 12:00 | 233.5 | 203.3 | 30.2 | 248 | 0 | 0 | 0 | 0 | 2 | 46 | 5 | 1 | 6
Wed, 07.03. 13:00 | 214.6 | 186.5 | 28.1 | 230.8 | 0 | 0 | 0 | 0 | 1.8 | 54.1 | 4.4 | 1 | 7
Wed, 07.03. 14:00 | 240 | 212.9 | 27.1 | 253.9 | 0 | 0 | 0 | 0 | 1.9 | 69.5 | 5.1 | 1 | 6
Wed, 07.03. 15:00 | 214.6 | 191.2 | 23.4 | 229.8 | 0 | 0 | 0 | 0 | 1.5 | 77.7 | 4.6 | 1 | 6
Wed, 07.03. 16:00 | 211.2 | 189.1 | 22.1 | 225.8 | 0 | 0 | 0 | 0 | 1.3 | 105.9 | 4.8 | 1 | 6
Wed, 07.03. 17:00 | 241.8 | 217.7 | 24.1 | 252.1 | 0 | 0 | 0 | 0 | 0.8 | 131.4 | 6.3 | 1 | 4
Wed, 07.03. 18:00 | 272.6 | 248.9 | 23.7 | 278.6 | 0 | 0 | 0 | 0 | 0.5 | 139.1 | 7.7 | 1 | 2
Wed, 07.03. 19:00 | 295.9 | 270.7 | 25.2 | 298.4 | 0 | 0 | 0 | 0 | 0.4 | 132.2 | 9.2 | 1 | 1
Wed, 07.03. 20:00 | 276.4 | 252.9 | 23.5 | 280.1 | 0 | 0 | 0 | 0 | 0.3 | 101.1 | 8.9 | 1 | 1
Wed, 07.03. 21:00 | 277.1 | 254.4 | 22.7 | 280.2 | 0 | 0 | 0 | 0 | 0.3 | 91.4 | 9.1 | 1 | 1
Wed, 07.03. 22:00 | 174.7 | 162.6 | 12.1 | 189.8 | 0 | 0 | 0 | 0 | 0.3 | 78.1 | 5.3 | 1 | 1
Wed, 07.03. 23:00 | 135.1 | 128.3 | 6.8 | 155 | 0 | 0 | 0 | 0 | 0.2 | 62.4 | 3.6 | 1 | 2
Thu, 08.03. 00:00 | 132.4 | 127.5 | 4.9 | 152.9 | 0 | 0 | 0 | 0 | 0.2 | 36.4 | 3.3 | 1 | 2
Thu, 08.03. 01:00 | 129.4 | 126.8 | 2.6 | 150.2 | 0 | 0 | 0 | 0 | 0.2 | 18.5 | 3 | 1 | 2
Thu, 08.03. 02:00 | 130.5 | 129.7 | 0.8 | 151.2 | 0 | 0 | 0 | 0 | 0.2 | 10.5 | 2.9 | 1 | 2
Thu, 08.03. 03:00 | 128 | 127.3 | 0.7 | 149.1 | 0 | 0 | 0 | 0 | 0.2 | 8.7 | 2.8 | 1 | 2
Thu, 08.03. 04:00 | 148.4 | 145.8 | 2.6 | 168 | 0 | 0 | 0 | 0 | 0.2 | 11.5 | 3.3 | 1 | 2
Thu, 08.03. 05:00 | 198 | 190.1 | 7.9 | 213 | 0 | 0 | 0 | 0 | 0.3 | 22.6 | 4.7 | 1 | 3
Thu, 08.03. 06:00 | 284.3 | 260.5 | 23.8 | 290.3 | 0 | 0 | 0 | 0 | 0.4 | 44.7 | 8.1 | 1 | 3
Thu, 08.03. 07:00 | 292.7 | 266.1 | 26.6 | 300 | 0 | 0 | 0 | 0 | 1.1 | 55.3 | 7.9 | 1 | 3
Thu, 08.03. 08:00 | 248.6 | 224.4 | 24.2 | 261 | 0 | 0 | 0 | 0 | 1.9 | 49.6 | 6.3 | 1 | 3
Thu, 08.03. 09:00 | 238.2 | 213.4 | 24.8 | 251.8 | 0 | 0 | 0 | 0 | 2.2 | 43.1 | 5.7 | 1 | 3
Thu, 08.03. 10:00 | 208.7 | 182.7 | 26 | 225.3 | 0 | 0 | 0 | 0 | 2.2 | 36 | 4.7 | 1 | 5
Thu, 08.03. 11:00 | 216.8 | 187 | 29.8 | 232.9 | 0 | 0 | 0 | 0 | 2.2 | 41.4 | 4.7 | 1 | 5
Thu, 08.03. 12:00 | 207.3 | 177.5 | 29.8 | 224.4 | 0 | 0 | 0 | 0 | 2 | 45.6 | 4.5 | 1 | 5
Thu, 08.03. 13:00 | 189.8 | 162.2 | 27.6 | 208.4 | 0 | 0 | 0 | 0 | 1.8 | 53.5 | 4 | 1 | 6
Thu, 08.03. 14:00 | 181.7 | 156.1 | 25.6 | 201.3 | 0 | 0 | 0 | 0 | 1.8 | 65.7 | 3.7 | 1 | 7
Thu, 08.03. 15:00 | 176.6 | 152.6 | 24 | 196.2 | 0 | 0 | 0 | 0 | 1.6 | 80.1 | 3.6 | 1 | 7
Thu, 08.03. 16:00 | 195.3 | 171.2 | 24.1 | 212.1 | 0 | 0 | 0 | 0 | 1.4 | 115.7 | 4.4 | 1 | 6
Thu, 08.03. 17:00 | 196.8 | 172.7 | 24.1 | 212.3 | 0 | 0 | 0 | 0 | 0.8 | 131.4 | 5 | 1 | 5
Thu, 08.03. 18:00 | 222.8 | 198.1 | 24.7 | 235 | 0 | 0 | 0 | 0 | 0.5 | 144.7 | 6.1 | 1 | 4
Thu, 08.03. 19:00 | 208.9 | 186.5 | 22.4 | 221.4 | 0 | 0 | 0 | 0 | 0.3 | 117.8 | 6.4 | 1 | 3
Thu, 08.03. 20:00 | 213 | 189.1 | 23.9 | 224.8 | 0 | 0 | 0 | 0 | 0.3 | 103.2 | 6.7 | 1 | 4
Thu, 08.03. 21:00 | 206.9 | 184.4 | 22.5 | 218.7 | 0 | 0 | 0 | 0 | 0.3 | 90.5 | 6.6 | 1 | 4
Thu, 08.03. 22:00 | 126.9 | 115.1 | 11.8 | 147.6 | 0 | 0 | 0 | 0 | 0.3 | 75.8 | 3.7 | 1 | 4
Thu, 08.03. 23:00 | 117 | 109.7 | 7.3 | 139.2 | 0 | 0 | 0 | 0 | 0.3 | 67.7 | 3 | 1 | 4
Fri, 09.03. 00:00 | 108.5 | 103.6 | 4.9 | 131.6 | 0 | 0 | 0 | 0 | 0.2 | 36 | 2.6 | 1 | 4
Fri, 09.03. 01:00 | 110 | 107.4 | 2.6 | 133.2 | 0 | 0 | 0 | 0 | 0.3 | 19 | 2.4 | 1 | 4
Fri, 09.03. 02:00 | 106.5 | 105.7 | 0.8 | 130 | 0 | 0 | 0 | 0 | 0.2 | 10.4 | 2.1 | 1 | 4
Fri, 09.03. 03:00 | 123.7 | 122.9 | 0.8 | 145.3 | 0 | 0 | 0 | 0 | 0.3 | 9.3 | 2.6 | 1 | 3
Fri, 09.03. 04:00 | 130.4 | 127.6 | 2.8 | 152.2 | 0 | 0 | 0 | 0 | 0.3 | 12 | 2.7 | 1 | 4
Fri, 09.03. 05:00 | 209 | 200.4 | 8.6 | 223.2 | 0 | 0 | 0 | 0 | 0.3 | 24.5 | 5 | 1 | 3
Fri, 09.03. 06:00 | 255 | 233 | 22 | 264.1 | 0 | 0 | 0 | 0 | 0.3 | 41.3 | 7.3 | 1 | 3
Fri, 09.03. 07:00 | 267.9 | 242.9 | 25 | 277.7 | 0 | 0 | 0 | 0 | 1 | 52.2 | 7.2 | 1 | 3
Fri, 09.03. 08:00 | 262.4 | 236.1 | 26.3 | 273.8 | 0 | 0 | 0 | 0 | 2.1 | 53.8 | 6.6 | 1 | 3
Fri, 09.03. 09:00 | 244.2 | 218.2 | 26 | 257.5 | 0 | 0 | 0 | 0 | 2.3 | 45.3 | 5.9 | 1 | 3
Fri, 09.03. 10:00 | 209.1 | 183.7 | 25.4 | 225.5 | 0 | 0 | 0 | 0 | 2.2 | 35.2 | 4.8 | 1 | 4
Fri, 09.03. 11:00 | 206.9 | 177.8 | 29.1 | 224.1 | 0 | 0 | 0 | 0 | 2.2 | 40.6 | 4.5 | 1 | 5
Fri, 09.03. 12:00 | 193.3 | 163.2 | 30.1 | 212 | 0 | 0 | 0 | 0 | 2 | 46 | 4.1 | 1 | 6
Fri, 09.03. 13:00 | 188.6 | 160.3 | 28.3 | 207.5 | 0 | 0 | 0 | 0 | 1.8 | 54.7 | 4 | 1 | 6
Fri, 09.03. 14:00 | 182.4 | 157.6 | 24.8 | 201.7 | 0 | 0 | 0 | 0 | 1.7 | 63.7 | 3.8 | 1 | 6
Fri, 09.03. 15:00 | 187.9 | 163.2 | 24.7 | 206.4 | 0 | 0 | 0 | 0 | 1.6 | 82.5 | 4 | 1 | 6
Fri, 09.03. 16:00 | 181 | 158.1 | 22.9 | 199.3 | 0 | 0 | 0 | 0 | 1.4 | 110.2 | 4.1 | 1 | 6
Fri, 09.03. 17:00 | 162.5 | 140.9 | 21.6 | 181.5 | 0 | 0 | 0 | 0 | 0.7 | 118.2 | 4.1 | 1 | 6
Fri, 09.03. 18:00 | 197.7 | 174 | 23.7 | 212.6 | 0 | 0 | 0 | 0 | 0.5 | 139.1 | 5.3 | 1 | 5
Fri, 09.03. 19:00 | 194.3 | 170.6 | 23.7 | 208.7 | 0 | 0 | 0 | 0 | 0.3 | 124.4 | 5.8 | 1 | 5
Fri, 09.03. 20:00 | 198.7 | 175.8 | 22.9 | 212 | 0 | 0 | 0 | 0 | 0.3 | 99 | 6.2 | 1 | 4
Fri, 09.03. 21:00 | 211.9 | 190.6 | 21.3 | 223.3 | 0 | 0 | 0 | 0 | 0.3 | 85.9 | 6.8 | 1 | 2
Fri, 09.03. 22:00 | 133 | 120.5 | 12.5 | 153.4 | 0 | 0 | 0 | 0 | 0.3 | 80.4 | 3.9 | 1 | 4
Fri, 09.03. 23:00 | 104.8 | 97.5 | 7.3 | 128.4 | 0 | 0 | 0 | 0 | 0.3 | 67.7 | 2.7 | 1 | 5
Sat, 10.03. 00:00 | 94.2 | 89.3 | 4.9 | 118.7 | 0 | 0 | 0 | 0 | 0.2 | 49.2 | 2.3 | 1 | 4
Sat, 10.03. 01:00 | 106.8 | 104 | 2.8 | 130 | 0 | 0 | 0 | 0 | 0.2 | 29.4 | 2.4 | 1 | 3
Sat, 10.03. 02:00 | 111.2 | 109.4 | 1.8 | 134 | 0 | 0 | 0 | 0 | 0.2 | 19.8 | 2.4 | 1 | 3
Sat, 10.03. 03:00 | 123.9 | 123.1 | 0.8 | 145.3 | 0 | 0 | 0 | 0 | 0.2 | 11.8 | 2.7 | 1 | 2
Sat, 10.03. 04:00 | 131.9 | 130.4 | 1.5 | 152.9 | 0 | 0 | 0 | 0 | 0.2 | 10.7 | 2.9 | 1 | 2
Sat, 10.03. 05:00 | 149.1 | 147.4 | 1.7 | 169 | 0 | 0 | 0 | 0 | 0.2 | 11.8 | 3.1 | 1 | 3
Sat, 10.03. 06:00 | 179.5 | 177 | 2.5 | 196.9 | 0 | 0 | 0 | 0 | 0.3 | 12.3 | 3.5 | 1 | 4
Sat, 10.03. 07:00 | 181.9 | 176.2 | 5.7 | 199.9 | 0 | 0 | 0 | 0 | 0.4 | 13.4 | 3.6 | 1 | 4
Sat, 10.03. 08:00 | 163.9 | 149.6 | 14.3 | 184.3 | 0 | 0 | 0 | 0 | 0.6 | 19.5 | 3.7 | 0.9 | 6
Sat, 10.03. 09:00 | 148.7 | 123.4 | 25.3 | 170.3 | 0 | 0 | 0 | 0 | 0.6 | 24.7 | 4.4 | 0.9 | 7
Sat, 10.03. 10:00 | 141.9 | 111.7 | 30.2 | 164.2 | 0 | 0 | 0 | 0 | 0.6 | 46.9 | 4.4 | 0.9 | 8
Sat, 10.03. 11:00 | 128.4 | 95.8 | 32.6 | 152.2 | 0 | 0 | 0 | 0 | 0.6 | 55.8 | 4.1 | 0.9 | 9
Sat, 10.03. 12:00 | 115.6 | 83.5 | 32.1 | 141 | 0 | 0 | 0 | 0 | 0.6 | 77.6 | 3.5 | 0.9 | 10
Sat, 10.03. 13:00 | 105.8 | 76.7 | 29.1 | 131.8 | 0 | 0 | 0 | 0 | 0.6 | 88.6 | 3 | 0.9 | 11
Sat, 10.03. 14:00 | 104.5 | 76.6 | 27.9 | 130.7 | 0 | 0 | 0 | 0 | 0.5 | 89 | 2.7 | 0.9 | 11
Sat, 10.03. 15:00 | 95.2 | 71.6 | 23.6 | 122 | 0 | 0 | 0 | 0 | 0.5 | 77.8 | 2.3 | 0.9 | 11
Sat, 10.03. 16:00 | 102.2 | 78.7 | 23.5 | 128.7 | 0 | 0 | 0 | 0 | 0.4 | 80.2 | 2.4 | 0.9 | 10
Sat, 10.03. 17:00 | 102.1 | 79 | 23.1 | 128.1 | 0 | 0 | 0 | 0 | 0.3 | 80.7 | 2.6 | 0.9 | 10
Sat, 10.03. 18:00 | 108.6 | 86.5 | 22.1 | 133.7 | 0 | 0 | 0 | 0 | 0.3 | 87.7 | 3 | 0.9 | 10
Sat, 10.03. 19:00 | 117.1 | 94.7 | 22.4 | 141.1 | 0 | 0 | 0 | 0 | 0.3 | 87.7 | 3.4 | 0.9 | 10
Sat, 10.03. 20:00 | 116.2 | 97.6 | 18.6 | 139.5 | 0 | 0 | 0 | 0 | 0.3 | 70.4 | 3.4 | 0.9 | 9
Sat, 10.03. 21:00 | 132 | 117.2 | 14.8 | 153.2 | 0 | 0 | 0 | 0 | 0.3 | 67.1 | 3.6 | 0.9 | 7
Sat, 10.03. 22:00 | 83.8 | 72.6 | 11.2 | 109.6 | 0 | 0 | 0 | 0 | 0.2 | 62.3 | 2.4 | 0.9 | 7
Sat, 10.03. 23:00 | 74 | 66.5 | 7.5 | 100.9 | 0 | 0 | 0 | 0 | 0.2 | 59.6 | 1.9 | 0.9 | 7
Sun, 11.03. 00:00 | 65.7 | 60.3 | 5.4 | 93.5 | 0 | 0 | 0 | 0 | 0.2 | 65.7 | 1.5 | 0.9 | 7
Sun, 11.03. 01:00 | 58.5 | 55.7 | 2.8 | 87 | 0 | 0 | 0 | 0 | 0.2 | 50.3 | 1.1 | 0.9 | 7
Sun, 11.03. 02:00 | 51.3 | 49.5 | 1.8 | 80.8 | 0 | 0 | 0 | 0 | 0.2 | 37.8 | 0.8 | 0.9 | 8
Sun, 11.03. 03:00 | 51.2 | 50.4 | 0.8 | 80.7 | 0 | 0 | 0 | 0 | 0.2 | 18.6 | 0.6 | 0.8 | 8
Sun, 11.03. 04:00 | 55 | 53.3 | 1.7 | 84.5 | 0 | 0 | 0 | 0 | 0.2 | 11.4 | 0.8 | 0.8 | 8
Sun, 11.03. 05:00 | 61.3 | 59.5 | 1.8 | 90.9 | 0 | 0 | 0 | 0 | 0.2 | 9.4 | 0.7 | 0.8 | 9
Sun, 11.03. 06:00 | 84.8 | 82.1 | 2.7 | 113 | 0 | 0 | 0 | 0 | 0.3 | 10.5 | 1.1 | 0.8 | 9
Sun, 11.03. 07:00 | 71.7 | 66.3 | 5.4 | 101.2 | 0 | 0 | 0 | 0 | 0.3 | 10.8 | 1 | 0.8 | 10
Sun, 11.03. 08:00 | 72.9 | 59.2 | 13.7 | 101.7 | 0 | 0 | 0 | 0 | 0.3 | 11.6 | 1.9 | 0.8 | 11
Sun, 11.03. 09:00 | 85.3 | 59.8 | 25.5 | 113 | 0 | 0 | 0 | 0 | 0.3 | 13.4 | 3.3 | 0.8 | 10
Sun, 11.03. 10:00 | 66 | 40.2 | 25.8 | 93.7 | 0 | 0 | 0 | 0 | 0.3 | 14.9 | 3.2 | 0.8 | 13
Sun, 11.03. 11:00 | 69.5 | 41.1 | 28.4 | 97 | 0 | 0 | 0 | 0 | 0.3 | 22.9 | 3.5 | 0.8 | 13
Sun, 11.03. 12:00 | 62.6 | 36.3 | 26.3 | 90.2 | 0 | 0 | 0 | 0 | 0.3 | 33.6 | 3.2 | 0.8 | 14
Sun, 11.03. 13:00 | 51.1 | 31.8 | 19.3 | 79.8 | 0 | 0 | 0 | 0 | 0.3 | 40.6 | 2.3 | 0.8 | 14
Sun, 11.03. 14:00 | 62.1 | 44.4 | 17.7 | 91.1 | 0 | 0 | 0 | 0 | 0.3 | 58.7 | 2.2 | 0.8 | 11
Sun, 11.03. 15:00 | 59.5 | 44.2 | 15.3 | 88.7 | 0 | 0 | 0 | 0 | 0.3 | 54.4 | 1.9 | 0.7 | 11
Sun, 11.03. 16:00 | 52.4 | 38.1 | 14.3 | 81.6 | 0 | 0 | 0 | 0 | 0.3 | 59.8 | 1.8 | 0.7 | 12
Sun, 11.03. 17:00 | 60.8 | 44.8 | 16 | 89.7 | 0 | 0 | 0 | 0 | 0.3 | 66.4 | 2 | 0.7 | 11
Sun, 11.03. 18:00 | 60.4 | 44.2 | 16.2 | 89.2 | 0 | 0 | 0 | 0 | 0.2 | 78.2 | 2.1 | 0.7 | 11
Sun, 11.03. 19:00 | 76.1 | 56.9 | 19.2 | 104.2 | 0 | 0 | 0 | 0 | 0.3 | 93.1 | 2.6 | 0.7 | 10
Sun, 11.03. 20:00 | 84.9 | 67.1 | 17.8 | 111.8 | 0 | 0 | 0 | 0 | 0.2 | 84.4 | 2.7 | 0.7 | 9
Sun, 11.03. 21:00 | 79.7 | 64.8 | 14.9 | 107 | 0 | 0 | 0 | 0 | 0.2 | 70.5 | 2.4 | 0.7 | 9
Sun, 11.03. 22:00 | 58.7 | 48.5 | 10.2 | 87.1 | 0 | 0 | 0 | 0 | 0.2 | 52.3 | 1.8 | 0.7 | 8
Sun, 11.03. 23:00 | 58.4 | 51 | 7.4 | 87 | 0 | 0 | 0 | 0 | 0.3 | 47.3 | 1.5 | 0.7 | 8
Mon, 12.03. 00:00 | 74.8 | 69.7 | 5.1 | 101.8 | 0 | 0 | 0 | 0 | 0.3 | 38.9 | 1.6 | 0.7 | 7
Mon, 12.03. 01:00 | 68.7 | 66.1 | 2.6 | 96.3 | 0 | 0 | 0 | 0 | 0.2 | 18.9 | 1.2 | 0.7 | 7
Mon, 12.03. 02:00 | 67.2 | 66.4 | 0.8 | 95 | 0 | 0 | 0 | 0 | 0.2 | 10.5 | 1 | 0.7 | 7
Mon, 12.03. 03:00 | 65.5 | 64.8 | 0.7 | 93.4 | 0 | 0 | 0 | 0 | 0.2 | 8.7 | 1 | 0.7 | 7
Mon, 12.03. 04:00 | 83.4 | 80.6 | 2.8 | 110.2 | 0 | 0 | 0 | 0 | 0.3 | 12.1 | 1.4 | 0.7 | 7
Mon, 12.03. 05:00 | 130.1 | 122 | 8.1 | 152.8 | 0 | 0 | 0 | 0 | 0.3 | 23.1 | 2.7 | 0.7 | 6
Mon, 12.03. 06:00 | 168.4 | 146.8 | 21.6 | 187.5 | 0 | 0 | 0 | 0 | 0.3 | 40.9 | 4.7 | 0.7 | 6
Mon, 12.03. 07:00 | 181.8 | 156.7 | 25.1 | 200.9 | 0 | 0 | 0 | 0 | 1 | 52.7 | 4.8 | 0.7 | 6
Mon, 12.03. 08:00 | 152 | 128.2 | 23.8 | 174.5 | 0 | 0 | 0 | 0 | 1.9 | 49.1 | 3.7 | 0.6 | 7
Mon, 12.03. 09:00 | 141.5 | 116.1 | 25.4 | 165.4 | 0 | 0 | 0 | 0 | 2.3 | 44.4 | 3.1 | 0.6 | 8
Mon, 12.03. 10:00 | 127 | 100.1 | 26.9 | 152.6 | 0 | 0 | 0 | 0 | 2.3 | 37.4 | 2.6 | 0.6 | 9
Mon, 12.03. 11:00 | 130.1 | 99.9 | 30.2 | 155.7 | 0 | 0 | 0 | 0 | 2.3 | 42.2 | 2.5 | 0.6 | 9
Mon, 12.03. 12:00 | 126 | 95.4 | 30.6 | 151.9 | 0 | 0 | 0 | 0 | 2 | 46.9 | 2.4 | 0.6 | 9
Mon, 12.03. 13:00 | 104.4 | 77.4 | 27 | 132.1 | 0 | 0 | 0 | 0 | 1.7 | 52.4 | 1.9 | 0.6 | 10
Mon, 12.03. 14:00 | 129.2 | 103.7 | 25.5 | 154.2 | 0 | 0 | 0 | 0 | 1.8 | 65.7 | 2.5 | 0.6 | 8
Mon, 12.03. 15:00 | 138.6 | 114.2 | 24.4 | 162.2 | 0 | 0 | 0 | 0 | 1.6 | 81.7 | 2.8 | 0.6 | 7
Mon, 12.03. 16:00 | 127.4 | 105.8 | 21.6 | 151.3 | 0 | 0 | 0 | 0 | 1.3 | 104.8 | 2.7 | 0.6 | 7
Mon, 12.03. 17:00 | 129.4 | 106.2 | 23.2 | 152.6 | 0 | 0 | 0 | 0 | 0.8 | 127.4 | 3.2 | 0.6 | 7
Mon, 12.03. 18:00 | 132.7 | 109.9 | 22.8 | 155.2 | 0 | 0 | 0 | 0 | 0.5 | 134.9 | 3.5 | 0.6 | 7
Mon, 12.03. 19:00 | 144.1 | 118.8 | 25.3 | 165 | 0 | 0 | 0 | 0 | 0.4 | 133.6 | 4.4 | 0.6 | 7
Mon, 12.03. 20:00 | 134.4 | 112.5 | 21.9 | 155.4 | 0 | 0 | 0 | 0 | 0.3 | 94.7 | 4.3 | 0.6 | 6
Mon, 12.03. 21:00 | 145.5 | 122.7 | 22.8 | 165.3 | 0 | 0 | 0 | 0 | 0.3 | 92.3 | 4.7 | 0.6 | 6
Mon, 12.03. 22:00 | 86.9 | 74.5 | 12.4 | 112.6 | 0 | 0 | 0 | 0 | 0.3 | 80.4 | 2.6 | 0.6 | 7
Mon, 12.03. 23:00 | 74.8 | 67.5 | 7.3 | 101.7 | 0 | 0 | 0 | 0 | 0.3 | 67.7 | 1.8 | 0.6 | 7
Tue, 13.03. 00:00 | 71.1 | 66.2 | 4.9 | 98.3 | 0 | 0 | 0 | 0 | 0.2 | 36.4 | 1.5 | 0.6 | 7
Tue, 13.03. 01:00 | 69.1 | 66.5 | 2.6 | 96.6 | 0 | 0 | 0 | 0 | 0.2 | 18.6 | 1.2 | 0.6 | 7
Tue, 13.03. 02:00 | 78.4 | 77.6 | 0.8 | 104.8 | 0 | 0 | 0 | 0 | 0.2 | 10.4 | 1.3 | 0.6 | 6
Tue, 13.03. 03:00 | 77.8 | 77.1 | 0.7 | 104.4 | 0 | 0 | 0 | 0 | 0.2 | 8.7 | 1.3 | 0.6 | 6
Tue, 13.03. 04:00 | 92.9 | 90.3 | 2.6 | 118.4 | 0 | 0 | 0 | 0 | 0.2 | 11.6 | 1.7 | 0.6 | 6
Tue, 13.03. 05:00 | 125.2 | 117 | 8.2 | 148.5 | 0 | 0 | 0 | 0 | 0.3 | 23.3 | 2.6 | 0.6 | 7
Tue, 13.03. 06:00 | 171 | 147.1 | 23.9 | 190.3 | 0 | 0 | 0 | 0 | 0.4 | 45.2 | 4.7 | 0.6 | 8
Tue, 13.03. 07:00 | 173 | 147.1 | 25.9 | 193.3 | 0 | 0 | 0 | 0 | 1.1 | 54.3 | 4.5 | 0.6 | 8
Tue, 13.03. 08:00 | 177.1 | 150.5 | 26.6 | 197.7 | 0 | 0 | 0 | 0 | 2.1 | 54.8 | 4.3 | 0.6 | 7
Tue, 13.03. 09:00 | 153.6 | 127.2 | 26.4 | 176.5 | 0 | 0 | 0 | 0 | 2.3 | 46.2 | 3.4 | 0.6 | 8
Tue, 13.03. 10:00 | 119.6 | 95.4 | 24.2 | 145.3 | 0 | 0 | 0 | 0 | 2 | 33.7 | 2.5 | 0.6 | 9
Tue, 13.03. 11:00 | 127.9 | 99.5 | 28.4 | 153.3 | 0 | 0 | 0 | 0 | 2.1 | 39.8 | 2.5 | 0.6 | 9
Tue, 13.03. 12:00 | 128.7 | 98.8 | 29.9 | 154.1 | 0 | 0 | 0 | 0 | 2 | 46 | 2.5 | 0.6 | 9
Tue, 13.03. 13:00 | 115.1 | 86.7 | 28.4 | 141.9 | 0 | 0 | 0 | 0 | 1.8 | 55.2 | 2.1 | 0.6 | 10
Tue, 13.03. 14:00 | 114.8 | 91.1 | 23.7 | 140.9 | 0 | 0 | 0 | 0 | 1.6 | 61.2 | 2.2 | 0.6 | 9
Tue, 13.03. 15:00 | 168.5 | 145.3 | 23.2 | 188.4 | 0 | 0 | 0 | 0 | 1.5 | 77.7 | 3.7 | 0.6 | 4
Tue, 13.03. 16:00 | 150.1 | 127.4 | 22.7 | 171.7 | 0 | 0 | 0 | 0 | 1.3 | 110.2 | 3.3 | 0.6 | 6
Tue, 13.03. 17:00 | 138.7 | 114.8 | 23.9 | 160.8 | 0 | 0 | 0 | 0 | 0.8 | 131.4 | 3.4 | 0.6 | 7
Tue, 13.03. 18:00 | 153.2 | 129.7 | 23.5 | 173.4 | 0 | 0 | 0 | 0 | 0.5 | 139.1 | 4.1 | 0.6 | 6
Tue, 13.03. 19:00 | 167.3 | 142.8 | 24.5 | 185.2 | 0 | 0 | 0 | 0 | 0.4 | 129.6 | 5.1 | 0.6 | 5
Tue, 13.03. 20:00 | 164.3 | 140.3 | 24 | 182.1 | 0 | 0 | 0 | 0 | 0.3 | 104.2 | 5.2 | 0.6 | 5
Tue, 13.03. 21:00 | 160.3 | 137.8 | 22.5 | 178.2 | 0 | 0 | 0 | 0 | 0.3 | 91.4 | 5.1 | 0.6 | 5
Tue, 13.03. 22:00 | 110.4 | 98.1 | 12.3 | 133.1 | 0 | 0 | 0 | 0 | 0.3 | 79.6 | 3.2 | 0.6 | 5
Tue, 13.03. 23:00 | 99 | 91.7 | 7.3 | 123.1 | 0 | 0 | 0 | 0 | 0.3 | 68.4 | 2.5 | 0.6 | 5
Wed, 14.03. 00:00 | 110 | 105 | 5 | 132.8 | 0 | 0 | 0 | 0 | 0.3 | 37.5 | 2.6 | 0.6 | 4
Wed, 14.03. 01:00 | 89.3 | 86.9 | 2.4 | 114.3 | 0 | 0 | 0 | 0 | 0.2 | 17.7 | 1.8 | 0.6 | 5
Wed, 14.03. 02:00 | 93.6 | 92.8 | 0.8 | 118.3 | 0 | 0 | 0 | 0 | 0.2 | 10.5 | 1.7 | 0.6 | 5
Wed, 14.03. 03:00 | 92.1 | 91.4 | 0.7 | 117 | 0 | 0 | 0 | 0 | 0.2 | 8.7 | 1.7 | 0.6 | 5
Wed, 14.03. 04:00 | 130.6 | 127.8 | 2.8 | 152.3 | 0 | 0 | 0 | 0 | 0.3 | 12.6 | 2.6 | 0.6 | 4
Wed, 14.03. 05:00 | 182.8 | 174.3 | 8.5 | 199.7 | 0 | 0 | 0 | 0 | 0.3 | 24.5 | 4.2 | 0.6 | 4
Wed, 14.03. 06:00 | 220.8 | 199.2 | 21.6 | 233.6 | 0 | 0 | 0 | 0 | 0.3 | 40.9 | 6.2 | 0.6 | 4
Wed, 14.03. 07:00 | 226.4 | 201.3 | 25.1 | 240.5 | 0 | 0 | 0 | 0 | 1 | 52.7 | 6 | 0.6 | 5
Wed, 14.03. 08:00 | 221.6 | 196.6 | 25 | 236.9 | 0 | 0 | 0 | 0 | 2 | 51.7 | 5.5 | 0.6 | 4
Wed, 14.03. 09:00 | 215.1 | 189.3 | 25.8 | 231.2 | 0 | 0 | 0 | 0 | 2.3 | 45.3 | 5.1 | 0.6 | 4
Wed, 14.03. 10:00 | 191.2 | 164.9 | 26.3 | 209.5 | 0 | 0 | 0 | 0 | 2.2 | 36.7 | 4.3 | 0.6 | 5
Wed, 14.03. 11:00 | 178.8 | 150.1 | 28.7 | 198.7 | 0 | 0 | 0 | 0 | 2.1 | 40.2 | 3.8 | 0.6 | 6
Wed, 14.03. 12:00 | 165.8 | 138 | 27.8 | 186.7 | 0 | 0 | 0 | 0 | 1.8 | 42.8 | 3.5 | 0.6 | 6
Wed, 14.03. 13:00 | 175.6 | 149 | 26.6 | 195.3 | 0 | 0 | 0 | 0 | 1.7 | 51.9 | 3.8 | 0.6 | 5
Wed, 14.03. 14:00 | 165.2 | 139.2 | 26 | 186.4 | 0 | 0 | 0 | 0 | 1.8 | 66.9 | 3.3 | 0.6 | 7
Wed, 14.03. 15:00 | 140.6 | 115.9 | 24.7 | 164.2 | 0 | 0 | 0 | 0 | 1.6 | 83.3 | 2.7 | 0.6 | 9
Wed, 14.03. 16:00 | 140.1 | 118 | 22.1 | 162.6 | 0 | 0 | 0 | 0 | 1.3 | 107 | 3 | 0.6 | 8
Wed, 14.03. 17:00 | 143 | 119.3 | 23.7 | 164.4 | 0 | 0 | 0 | 0 | 0.8 | 130.1 | 3.5 | 0.6 | 8
Wed, 14.03. 18:00 | 161.7 | 138 | 23.7 | 180.8 | 0 | 0 | 0 | 0 | 0.5 | 140.5 | 4.3 | 0.6 | 7
Wed, 14.03. 19:00 | 182.2 | 156.7 | 25.5 | 198.2 | 0 | 0 | 0 | 0 | 0.4 | 134.9 | 5.4 | 0.6 | 6
Wed, 14.03. 20:00 | 166.7 | 143.4 | 23.3 | 183.7 | 0 | 0 | 0 | 0 | 0.3 | 101.1 | 5.2 | 0.6 | 6
Wed, 14.03. 21:00 | 175.6 | 153.3 | 22.3 | 191.3 | 0 | 0 | 0 | 0 | 0.3 | 90.5 | 5.6 | 0.6 | 5
Wed, 14.03. 22:00 | 112.3 | 100.4 | 11.9 | 134.7 | 0 | 0 | 0 | 0 | 0.3 | 77.3 | 3.3 | 0.6 | 5
Wed, 14.03. 23:00 | 99.7 | 92.5 | 7.2 | 123.6 | 0 | 0 | 0 | 0 | 0.2 | 66.4 | 2.5 | 0.6 | 5
Thu, 15.03. 00:00 | 81.6 | 76.9 | 4.7 | 107.4 | 0 | 0 | 0 | 0 | 0.2 | 35.7 | 1.8 | 0.6 | 6
Thu, 15.03. 01:00 | 95.1 | 92.5 | 2.6 | 119.8 | 0 | 0 | 0 | 0 | 0.3 | 19.2 | 1.9 | 0.6 | 5
Thu, 15.03. 02:00 | 95.3 | 94.5 | 0.8 | 120 | 0 | 0 | 0 | 0 | 0.3 | 10.9 | 1.7 | 0.6 | 5
Thu, 15.03. 03:00 | 90.2 | 89.5 | 0.7 | 115.2 | 0 | 0 | 0 | 0 | 0.2 | 8.7 | 1.6 | 0.6 | 5
Thu, 15.03. 04:00 | 101.1 | 98.7 | 2.4 | 125.6 | 0 | 0 | 0 | 0 | 0.2 | 11 | 1.9 | 0.6 | 5
Thu, 15.03. 05:00 | 145.6 | 138 | 7.6 | 166.2 | 0 | 0 | 0 | 0 | 0.3 | 22 | 3.2 | 0.6 | 5
Thu, 15.03. 06:00 | 199.6 | 177.8 | 21.8 | 214.9 | 0 | 0 | 0 | 0 | 0.3 | 41.3 | 5.6 | 0.6 | 5
Thu, 15.03. 07:00 | 219.1 | 193.3 | 25.8 | 234.1 | 0 | 0 | 0 | 0 | 1.1 | 54.3 | 5.8 | 0.6 | 5
Thu, 15.03. 08:00 | 195.8 | 169.8 | 26 | 214.1 | 0 | 0 | 0 | 0 | 2.1 | 53.8 | 4.8 | 0.6 | 6
Thu, 15.03. 09:00 | 184.7 | 156.9 | 27.8 | 204.6 | 0 | 0 | 0 | 0 | 2.5 | 48.9 | 4.1 | 0.6 | 7
Thu, 15.03. 10:00 | 150.8 | 124.3 | 26.5 | 173.6 | 0 | 0 | 0 | 0 | 2.2 | 37.1 | 3.2 | 0.6 | 8
Thu, 15.03. 11:00 | 157 | 126.7 | 30.3 | 179.7 | 0 | 0 | 0 | 0 | 2.3 | 42.7 | 3.2 | 0.6 | 8
Thu, 15.03. 12:00 | 153.3 | 122.3 | 31 | 176.2 | 0 | 0 | 0 | 0 | 2 | 47.9 | 3 | 0.6 | 8
Thu, 15.03. 13:00 | 153.4 | 123.5 | 29.9 | 176.2 | 0 | 0 | 0 | 0 | 1.9 | 58.5 | 3 | 0.6 | 8
Thu, 15.03. 14:00 | 137.9 | 113.2 | 24.7 | 161.7 | 0 | 0 | 0 | 0 | 1.7 | 63.7 | 2.7 | 0.6 | 8
Thu, 15.03. 15:00 | 140.3 | 116 | 24.3 | 163.7 | 0 | 0 | 0 | 0 | 1.6 | 81.7 | 2.8 | 0.6 | 8
Thu, 15.03. 16:00 | 145.3 | 122.8 | 22.5 | 167.3 | 0 | 0 | 0 | 0 | 1.3 | 109.1 | 3.2 | 0.6 | 7
Thu, 15.03. 17:00 | 156.7 | 131.2 | 25.5 | 177.1 | 0 | 0 | 0 | 0 | 0.9 | 140.7 | 3.9 | 0.6 | 7
Thu, 15.03. 18:00 | 150.3 | 128.4 | 21.9 | 170.3 | 0 | 0 | 0 | 0 | 0.5 | 129.4 | 4 | 0.6 | 6
Thu, 15.03. 19:00 | 171.8 | 146.4 | 25.4 | 189.2 | 0 | 0 | 0 | 0 | 0.4 | 134.9 | 5.2 | 0.6 | 6
Thu, 15.03. 20:00 | 178.2 | 153.5 | 24.7 | 194.4 | 0 | 0 | 0 | 0 | 0.3 | 107.4 | 5.6 | 0.6 | 5
Thu, 15.03. 21:00 | 171.6 | 148.7 | 22.9 | 188.1 | 0 | 0 | 0 | 0 | 0.3 | 93.2 | 5.5 | 0.6 | 5
Thu, 15.03. 22:00 | 95.7 | 84.1 | 11.6 | 119.8 | 0 | 0 | 0 | 0 | 0.3 | 75 | 2.8 | 0.6 | 6
Thu, 15.03. 23:00 | 99.8 | 92.5 | 7.3 | 123.8 | 0 | 0 | 0 | 0 | 0.2 | 67.7 | 2.5 | 0.6 | 5
Fri, 16.03. 00:00 | 98.2 | 93.2 | 5 | 122.4 | 0 | 0 | 0 | 0 | 0.3 | 37.5 | 2.3 | 0.7 | 5
Fri, 16.03. 01:00 | 85.1 | 82.5 | 2.6 | 110.8 | 0 | 0 | 0 | 0 | 0.3 | 19.2 | 1.6 | 0.7 | 6
Fri, 16.03. 02:00 | 79.6 | 78.9 | 0.7 | 105.9 | 0 | 0 | 0 | 0 | 0.2 | 10.2 | 1.4 | 0.7 | 6
Fri, 16.03. 03:00 | 88.7 | 87.9 | 0.8 | 114.2 | 0 | 0 | 0 | 0 | 0.3 | 9.6 | 1.5 | 0.7 | 6
Fri, 16.03. 04:00 | 117.9 | 115.1 | 2.8 | 141 | 0 | 0 | 0 | 0 | 0.3 | 12.6 | 2.3 | 0.7 | 5
Fri, 16.03. 05:00 | 166.9 | 158.5 | 8.4 | 185.5 | 0 | 0 | 0 | 0 | 0.3 | 24.2 | 3.7 | 0.7 | 5
Fri, 16.03. 06:00 | 217.2 | 194.6 | 22.6 | 230.7 | 0 | 0 | 0 | 0 | 0.3 | 43 | 6.1 | 0.7 | 5
Fri, 16.03. 07:00 | 215.6 | 190 | 25.6 | 230.9 | 0 | 0 | 0 | 0 | 1.1 | 53.8 | 5.6 | 0.7 | 6
Fri, 16.03. 08:00 | 201 | 176.8 | 24.2 | 218.2 | 0 | 0 | 0 | 0 | 1.9 | 50.1 | 4.9 | 0.7 | 5
Fri, 16.03. 09:00 | 191.7 | 165.7 | 26 | 210.3 | 0 | 0 | 0 | 0 | 2.3 | 45.7 | 4.3 | 0.7 | 6
Fri, 16.03. 10:00 | 201.7 | 173.6 | 28.1 | 219.3 | 0 | 0 | 0 | 0 | 2.3 | 39.3 | 4.5 | 0.7 | 5
Fri, 16.03. 11:00 | 184.8 | 154.8 | 30 | 204.3 | 0 | 0 | 0 | 0 | 2.2 | 42.2 | 3.9 | 0.7 | 6
Fri, 16.03. 12:00 | 146.2 | 117.8 | 28.4 | 169.2 | 0 | 0 | 0 | 0 | 1.9 | 43.7 | 2.9 | 0.7 | 8
Fri, 16.03. 13:00 | 187.6 | 158.9 | 28.7 | 206.4 | 0 | 0 | 0 | 0 | 1.8 | 56.3 | 4 | 0.7 | 5
Fri, 16.03. 14:00 | 142.4 | 118 | 24.4 | 165.7 | 0 | 0 | 0 | 0 | 1.7 | 63.1 | 2.8 | 0.7 | 8
Fri, 16.03. 15:00 | 163.8 | 138.6 | 25.2 | 184.8 | 0 | 0 | 0 | 0 | 1.7 | 84.9 | 3.3 | 0.7 | 7
Fri, 16.03. 16:00 | 163.8 | 141.1 | 22.7 | 183.7 | 0 | 0 | 0 | 0 | 1.3 | 110.2 | 3.6 | 0.7 | 6
Fri, 16.03. 17:00 | 174.9 | 149.4 | 25.5 | 193.2 | 0 | 0 | 0 | 0 | 0.9 | 140.7 | 4.4 | 0.7 | 6
Fri, 16.03. 18:00 | 163.2 | 140.5 | 22.7 | 181.8 | 0 | 0 | 0 | 0 | 0.5 | 134.9 | 4.3 | 0.7 | 6
Fri, 16.03. 19:00 | 188.3 | 163.2 | 25.1 | 203.6 | 0 | 0 | 0 | 0 | 0.4 | 133.6 | 5.7 | 0.7 | 5
Fri, 16.03. 20:00 | 185.2 | 160.6 | 24.6 | 200.4 | 0 | 0 | 0 | 0 | 0.3 | 107.4 | 5.8 | 0.7 | 5
Fri, 16.03. 21:00 | 174.6 | 152.2 | 22.4 | 190.5 | 0 | 0 | 0 | 0 | 0.3 | 91.4 | 5.5 | 0.7 | 5
Fri, 16.03. 22:00 | 118 | 105.5 | 12.5 | 139.8 | 0 | 0 | 0 | 0 | 0.3 | 81.9 | 3.4 | 0.7 | 5
Fri, 16.03. 23:00 | 98.1 | 91.1 | 7 | 122.1 | 0 | 0 | 0 | 0 | 0.2 | 65.7 | 2.5 | 0.7 | 5
Sat, 17.03. 00:00 | 109.1 | 103.7 | 5.4 | 131.8 | 0 | 0 | 0 | 0 | 0.2 | 54.1 | 2.7 | 0.7 | 4
Sat, 17.03. 01:00 | 108.4 | 105.3 | 3.1 | 131.3 | 0 | 0 | 0 | 0 | 0.2 | 31.2 | 2.4 | 0.7 | 4
Sat, 17.03. 02:00 | 102.1 | 100.4 | 1.7 | 125.6 | 0 | 0 | 0 | 0 | 0.2 | 19 | 2.1 | 0.7 | 4
Sat, 17.03. 03:00 | 116.6 | 115.7 | 0.9 | 138.8 | 0 | 0 | 0 | 0 | 0.3 | 12.6 | 2.4 | 0.7 | 4
Sat, 17.03. 04:00 | 125.2 | 123.7 | 1.5 | 146.9 | 0 | 0 | 0 | 0 | 0.2 | 11 | 2.5 | 0.7 | 4
Sat, 17.03. 05:00 | 160.7 | 159.1 | 1.6 | 178.7 | 0 | 0 | 0 | 0 | 0.2 | 11.6 | 3.3 | 0.7 | 4
Sat, 17.03. 06:00 | 221.2 | 218.8 | 2.4 | 233 | 0 | 0 | 0 | 0 | 0.3 | 12.2 | 4.7 | 0.7 | 4
Sat, 17.03. 07:00 | 234.6 | 228.8 | 5.8 | 246.7 | 0 | 0 | 0 | 0 | 0.4 | 14 | 4.9 | 0.7 | 4
Sat, 17.03. 08:00 | 195.4 | 182.6 | 12.8 | 211.7 | 0 | 0 | 0 | 0 | 0.5 | 17.8 | 4.5 | 0.7 | 5
Sat, 17.03. 09:00 | 220 | 192.9 | 27.1 | 233.9 | 0 | 0 | 0 | 0 | 0.7 | 26.8 | 6.3 | 0.7 | 5
Sat, 17.03. 10:00 | 196.9 | 168.4 | 28.5 | 212.6 | 0 | 0 | 0 | 0 | 0.6 | 44.5 | 5.8 | 0.7 | 5
Sat, 17.03. 11:00 | 189.2 | 157.3 | 31.9 | 205.9 | 0 | 0 | 0 | 0 | 0.6 | 55.3 | 5.6 | 0.7 | 6
Sat, 17.03. 12:00 | 192.8 | 160.5 | 32.3 | 209.5 | 0 | 0 | 0 | 0 | 0.6 | 79.2 | 5.5 | 0.7 | 6
Sat, 17.03. 13:00 | 155.6 | 129.7 | 25.9 | 175.9 | 0 | 0 | 0 | 0 | 0.5 | 79.9 | 4 | 0.7 | 7
Sat, 17.03. 14:00 | 165.2 | 138.6 | 26.6 | 184.9 | 0 | 0 | 0 | 0 | 0.5 | 85.5 | 4.1 | 0.7 | 7
Sat, 17.03. 15:00 | 166.4 | 141.9 | 24.5 | 185.8 | 0 | 0 | 0 | 0 | 0.5 | 81.8 | 3.9 | 0.7 | 7
Sat, 17.03. 16:00 | 149.3 | 127.9 | 21.4 | 169.7 | 0 | 0 | 0 | 0 | 0.4 | 73.7 | 3.6 | 0.7 | 7
Sat, 17.03. 17:00 | 182.1 | 158.1 | 24 | 198.8 | 0 | 0 | 0 | 0 | 0.4 | 85 | 4.7 | 0.7 | 6
Sat, 17.03. 18:00 | 211.9 | 188.2 | 23.7 | 225 | 0 | 0 | 0 | 0 | 0.3 | 94.7 | 5.8 | 0.7 | 5
Sat, 17.03. 19:00 | 201.3 | 182.3 | 19 | 214.4 | 0 | 0 | 0 | 0 | 0.2 | 75.3 | 5.9 | 0.7 | 3
Sat, 17.03. 20:00 | 209.4 | 191.4 | 18 | 221.3 | 0 | 0 | 0 | 0 | 0.3 | 68.9 | 6.2 | 0.7 | 3
Sat, 17.03. 21:00 | 209.8 | 195 | 14.8 | 221.3 | 0 | 0 | 0 | 0 | 0.2 | 67.7 | 6.1 | 0.7 | 3
Sat, 17.03. 22:00 | 142.8 | 132.8 | 10 | 161.2 | 0 | 0 | 0 | 0 | 0.2 | 56.1 | 4.3 | 0.7 | 1
Sat, 17.03. 23:00 | 153 | 145.2 | 7.8 | 170.7 | 0 | 0 | 0 | 0 | 0.3 | 62.6 | 4.2 | 0.7 | 1
Sun, 18.03. 00:00 | 161 | 156 | 5 | 177.5 | 0 | 0 | 0 | 0 | 0.2 | 61.8 | 4.5 | 0.7 | -1
Sun, 18.03. 01:00 | 177.8 | 174.6 | 3.2 | 192.7 | 0 | 0 | 0 | 0 | 0.3 | 57.4 | 4.7 | 0.7 | -1
Sun, 18.03. 02:00 | 168.5 | 166.7 | 1.8 | 184.4 | 0 | 0 | 0 | 0 | 0.2 | 37.8 | 4.4 | 0.7 | -1
Sun, 18.03. 03:00 | 177.7 | 176.9 | 0.8 | 192.5 | 0 | 0 | 0 | 0 | 0.2 | 19.4 | 4.5 | 0.7 | -1
Sun, 18.03. 04:00 | 176.8 | 175.1 | 1.7 | 191.8 | 0 | 0 | 0 | 0 | 0.2 | 11 | 4.6 | 0.7 | -1
Sun, 18.03. 05:00 | 243.5 | 241.7 | 1.8 | 250.6 | 0 | 0 | 0 | 0 | 0.2 | 9.2 | 6.5 | 0.7 | -1
Sun, 18.03. 06:00 | 308.7 | 306.1 | 2.6 | 307.6 | 0 | 0 | 0 | 0 | 0.2 | 9.8 | 8.4 | 0.7 | 0
Sun, 18.03. 07:00 | 297 | 291.8 | 5.2 | 298.9 | 0 | 0 | 0 | 0 | 0.3 | 10.7 | 7.8 | 0.7 | 1
Sun, 18.03. 08:00 | 270.3 | 257.2 | 13.1 | 276.1 | 0 | 0 | 0 | 0 | 0.3 | 11.3 | 7.2 | 0.7 | 3
Sun, 18.03. 09:00 | 242.6 | 219.1 | 23.5 | 251.1 | 0 | 0 | 0 | 0 | 0.3 | 12.5 | 7.4 | 0.7 | 4
Sun, 18.03. 10:00 | 212.9 | 188.9 | 24 | 224.5 | 0 | 0 | 0 | 0 | 0.3 | 14 | 6.6 | 0.7 | 5
Sun, 18.03. 11:00 | 223 | 196.4 | 26.6 | 233.5 | 0 | 0 | 0 | 0 | 0.3 | 21.6 | 7.1 | 0.7 | 5
Sun, 18.03. 12:00 | 214.2 | 190.1 | 24.1 | 225.7 | 0 | 0 | 0 | 0 | 0.3 | 31.1 | 6.6 | 0.7 | 5
Sun, 18.03. 13:00 | 200.3 | 180.3 | 20 | 213.4 | 0 | 0 | 0 | 0 | 0.3 | 42.7 | 5.8 | 0.7 | 6
Sun, 18.03. 14:00 | 194.2 | 176.6 | 17.6 | 208 | 0 | 0 | 0 | 0 | 0.3 | 59.2 | 5.4 | 0.7 | 6
Sun, 18.03. 15:00 | 188.3 | 173.4 | 14.9 | 202.4 | 0 | 0 | 0 | 0 | 0.3 | 53.8 | 5.1 | 0.7 | 6
Sun, 18.03. 16:00 | 204.6 | 189.1 | 15.5 | 216.5 | 0 | 0 | 0 | 0 | 0.3 | 65.4 | 5.6 | 0.7 | 6
Sun, 18.03. 17:00 | 186.3 | 171.5 | 14.8 | 199.5 | 0 | 0 | 0 | 0 | 0.2 | 62.3 | 5.3 | 0.7 | 6
Sun, 18.03. 18:00 | 220.6 | 202.6 | 18 | 229.7 | 0 | 0 | 0 | 0 | 0.2 | 87.5 | 6.5 | 0.7 | 6
Sun, 18.03. 19:00 | 240.4 | 221.5 | 18.9 | 246.8 | 0 | 0 | 0 | 0 | 0.2 | 92.2 | 7.3 | 0.7 | 5
Sun, 18.03. 20:00 | 244.8 | 226.6 | 18.2 | 250.4 | 0 | 0 | 0 | 0 | 0.3 | 86.9 | 7.4 | 0.7 | 5
Sun, 18.03. 21:00 | 194.2 | 181.5 | 12.7 | 205.2 | 0 | 0 | 0 | 0 | 0.2 | 60.8 | 5.8 | 0.7 | 5
Sun, 18.03. 22:00 | 135.7 | 124.9 | 10.8 | 154.7 | 0 | 0 | 0 | 0 | 0.2 | 56.3 | 4 | 0.7 | 4
Sun, 18.03. 23:00 | 119.5 | 112.4 | 7.1 | 140.7 | 0 | 0 | 0 | 0 | 0.2 | 45.9 | 3.2 | 0.7 | 4
Mon, 19.03. 00:00 | 110.1 | 105.2 | 4.9 | 132.8 | 0 | 0 | 0 | 0 | 0.2 | 36.8 | 2.6 | 0.7 | 4
Mon, 19.03. 01:00 | 111 | 108.7 | 2.3 | 133.6 | 0 | 0 | 0 | 0 | 0.2 | 17.5 | 2.5 | 0.7 | 3
Mon, 19.03. 02:00 | 119 | 118.2 | 0.8 | 140.9 | 0 | 0 | 0 | 0 | 0.2 | 10.6 | 2.5 | 0.7 | 3
Mon, 19.03. 03:00 | 121.8 | 121 | 0.8 | 143.5 | 0 | 0 | 0 | 0 | 0.2 | 9.2 | 2.5 | 0.7 | 3
Mon, 19.03. 04:00 | 145.1 | 142.6 | 2.5 | 164.9 | 0 | 0 | 0 | 0 | 0.2 | 11.5 | 3.2 | 0.7 | 2
Mon, 19.03. 05:00 | 213.4 | 205.1 | 8.3 | 226.8 | 0 | 0 | 0 | 0 | 0.3 | 24 | 5.2 | 0.7 | 2
Mon, 19.03. 06:00 | 288.2 | 265.2 | 23 | 293.6 | 0 | 0 | 0 | 0 | 0.3 | 43.9 | 8.4 | 0.7 | 1
Mon, 19.03. 07:00 | 276.3 | 251.5 | 24.8 | 284.9 | 0 | 0 | 0 | 0 | 1 | 52.7 | 7.6 | 0.7 | 2
Mon, 19.03. 08:00 | 250.1 | 225 | 25.1 | 262.3 | 0 | 0 | 0 | 0 | 2 | 52.2 | 6.3 | 0.7 | 3
Mon, 19.03. 09:00 | 224.5 | 198 | 26.5 | 239.9 | 0 | 0 | 0 | 0 | 2.3 | 46.6 | 5.2 | 0.7 | 5
Mon, 19.03. 10:00 | 196.7 | 170.1 | 26.6 | 214.7 | 0 | 0 | 0 | 0 | 2.2 | 37.4 | 4.3 | 0.7 | 6
Mon, 19.03. 11:00 | 187.1 | 157.5 | 29.6 | 206.4 | 0 | 0 | 0 | 0 | 2.2 | 41.9 | 3.9 | 0.7 | 7
Mon, 19.03. 12:00 | 162.8 | 134.1 | 28.7 | 184.4 | 0 | 0 | 0 | 0 | 1.9 | 44.6 | 3.2 | 0.7 | 8
Mon, 19.03. 13:00 | 143.6 | 119.1 | 24.5 | 166.3 | 0 | 0 | 0 | 0 | 1.5 | 48.1 | 2.8 | 0.7 | 8
Mon, 19.03. 14:00 | 165 | 139.3 | 25.7 | 186.4 | 0 | 0 | 0 | 0 | 1.8 | 66.9 | 3.2 | 0.7 | 8
Mon, 19.03. 15:00 | 157.1 | 133.5 | 23.6 | 178.6 | 0 | 0 | 0 | 0 | 1.5 | 80.1 | 3.1 | 0.7 | 8
Mon, 19.03. 16:00 | 164.9 | 142.5 | 22.4 | 184.7 | 0 | 0 | 0 | 0 | 1.3 | 109.1 | 3.6 | 0.7 | 7
Mon, 19.03. 17:00 | 183.3 | 157.2 | 26.1 | 200.7 | 0 | 0 | 0 | 0 | 0.9 | 144.7 | 4.5 | 0.7 | 7
Mon, 19.03. 18:00 | 183.2 | 159.8 | 23.4 | 199.5 | 0 | 0 | 0 | 0 | 0.5 | 139.1 | 4.8 | 0.7 | 6
Mon, 19.03. 19:00 | 198.6 | 174.3 | 24.3 | 212.5 | 0 | 0 | 0 | 0 | 0.4 | 129.6 | 5.9 | 0.7 | 5
Mon, 19.03. 20:00 | 209.9 | 185.6 | 24.3 | 222 | 0 | 0 | 0 | 0 | 0.3 | 106.4 | 6.5 | 0.7 | 4
Mon, 19.03. 21:00 | 239.5 | 215.4 | 24.1 | 247.9 | 0 | 0 | 0 | 0 | 0.3 | 98.7 | 7.7 | 0.7 | 2
Mon, 19.03. 22:00 | 137.6 | 125.8 | 11.8 | 157 | 0 | 0 | 0 | 0 | 0.3 | 77.3 | 4.1 | 0.7 | 3
Mon, 19.03. 23:00 | 123.8 | 116.8 | 7 | 145 | 0 | 0 | 0 | 0 | 0.2 | 66.4 | 3.2 | 0.7 | 3
Tue, 20.03. 00:00 | 120.3 | 115.5 | 4.8 | 141.9 | 0 | 0 | 0 | 0 | 0.2 | 36.4 | 2.9 | 0.7 | 3
Tue, 20.03. 01:00 | 128.3 | 125.8 | 2.5 | 149 | 0 | 0 | 0 | 0 | 0.2 | 18.5 | 3 | 0.7 | 2
Tue, 20.03. 02:00 | 128.1 | 127.3 | 0.8 | 148.9 | 0 | 0 | 0 | 0 | 0.2 | 10.4 | 2.8 | 0.7 | 2
Tue, 20.03. 03:00 | 158.7 | 157.9 | 0.8 | 176.2 | 0 | 0 | 0 | 0 | 0.2 | 9.4 | 3.8 | 0.7 | 0
Tue, 20.03. 04:00 | 162.3 | 159.9 | 2.4 | 180.1 | 0 | 0 | 0 | 0 | 0.2 | 11.2 | 3.9 | 0.7 | 0
Tue, 20.03. 05:00 | 241.1 | 233.2 | 7.9 | 251.2 | 0 | 0 | 0 | 0 | 0.3 | 23.1 | 6.3 | 0.7 | -1
Tue, 20.03. 06:00 | 300.1 | 278.3 | 21.8 | 303.8 | 0 | 0 | 0 | 0 | 0.3 | 41.8 | 9.1 | 0.7 | -1
Tue, 20.03. 07:00 | 303 | 278.2 | 24.8 | 308.6 | 0 | 0 | 0 | 0 | 1 | 52.7 | 8.6 | 0.7 | 0
Tue, 20.03. 08:00 | 254.6 | 230.5 | 24.1 | 266.1 | 0 | 0 | 0 | 0 | 1.9 | 50.1 | 6.5 | 0.7 | 2
Tue, 20.03. 09:00 | 232.6 | 207.1 | 25.5 | 247 | 0 | 0 | 0 | 0 | 2.3 | 45.3 | 5.5 | 0.7 | 4
Tue, 20.03. 10:00 | 202.6 | 177.1 | 25.5 | 219.7 | 0 | 0 | 0 | 0 | 2.1 | 36 | 4.5 | 0.6 | 5
Tue, 20.03. 11:00 | 195.7 | 167 | 28.7 | 213.9 | 0 | 0 | 0 | 0 | 2.1 | 40.6 | 4.2 | 0.6 | 6
Tue, 20.03. 12:00 | 188.9 | 159.9 | 29 | 207.7 | 0 | 0 | 0 | 0 | 1.9 | 45.1 | 4 | 0.6 | 6
Tue, 20.03. 13:00 | 168 | 139.9 | 28.1 | 189 | 0 | 0 | 0 | 0 | 1.8 | 55.2 | 3.3 | 0.6 | 8
Tue, 20.03. 14:00 | 148.8 | 126.1 | 22.7 | 171.1 | 0 | 0 | 0 | 0 | 1.6 | 59.3 | 2.9 | 0.6 | 8
Tue, 20.03. 15:00 | 165.9 | 143 | 22.9 | 186.2 | 0 | 0 | 0 | 0 | 1.5 | 77.7 | 3.4 | 0.6 | 7
Tue, 20.03. 16:00 | 166.3 | 144.1 | 22.2 | 185.8 | 0 | 0 | 0 | 0 | 1.3 | 108.1 | 3.6 | 0.6 | 7
Tue, 20.03. 17:00 | 176.4 | 151.8 | 24.6 | 194.2 | 0 | 0 | 0 | 0 | 0.8 | 136.8 | 4.4 | 0.6 | 7
Tue, 20.03. 18:00 | 180.7 | 156.7 | 24 | 197.5 | 0 | 0 | 0 | 0 | 0.5 | 143.3 | 4.8 | 0.6 | 7
Tue, 20.03. 19:00 | 184 | 159.2 | 24.8 | 199.6 | 0 | 0 | 0 | 0 | 0.4 | 132.2 | 5.4 | 0.6 | 7
Tue, 20.03. 20:00 | 182.2 | 157.8 | 24.4 | 197.5 | 0 | 0 | 0 | 0 | 0.3 | 107.4 | 5.6 | 0.6 | 7
Tue, 20.03. 21:00 | 188.5 | 165.3 | 23.2 | 202.7 | 0 | 0 | 0 | 0 | 0.3 | 95.1 | 5.9 | 0.6 | 6
Tue, 20.03. 22:00 | 103.7 | 92.1 | 11.6 | 126.8 | 0 | 0 | 0 | 0 | 0.3 | 75.8 | 3 | 0.6 | 6
Tue, 20.03. 23:00 | 95.4 | 88.1 | 7.3 | 119.9 | 0 | 0 | 0 | 0 | 0.3 | 69 | 2.4 | 0.6 | 6
Wed, 21.03. 00:00 | 91.4 | 86.8 | 4.6 | 116.2 | 0 | 0 | 0 | 0 | 0.2 | 35.3 | 2.1 | 0.6 | 5
Wed, 21.03. 01:00 | 94.4 | 91.8 | 2.6 | 119 | 0 | 0 | 0 | 0 | 0.2 | 19 | 1.9 | 0.6 | 5
Wed, 21.03. 02:00 | 90 | 89.2 | 0.8 | 115 | 0 | 0 | 0 | 0 | 0.2 | 10.3 | 1.6 | 0.6 | 5
Wed, 21.03. 03:00 | 92.2 | 91.4 | 0.8 | 117 | 0 | 0 | 0 | 0 | 0.2 | 8.9 | 1.7 | 0.6 | 5
Wed, 21.03. 04:00 | 104.6 | 102.1 | 2.5 | 128.7 | 0 | 0 | 0 | 0 | 0.2 | 11.4 | 2 | 0.6 | 5
Wed, 21.03. 05:00 | 158.2 | 150 | 8.2 | 177.8 | 0 | 0 | 0 | 0 | 0.3 | 23.8 | 3.5 | 0.6 | 5
Wed, 21.03. 06:00 | 187.5 | 166.2 | 21.3 | 204.3 | 0 | 0 | 0 | 0 | 0.3 | 40.9 | 5.2 | 0.6 | 6
Wed, 21.03. 07:00 | 216.6 | 190 | 26.6 | 232.3 | 0 | 0 | 0 | 0 | 1.1 | 56.4 | 5.6 | 0.6 | 6
Wed, 21.03. 08:00 | 202.1 | 175.5 | 26.6 | 219.9 | 0 | 0 | 0 | 0 | 2.1 | 55.3 | 4.9 | 0.6 | 6
Wed, 21.03. 09:00 | 193.5 | 166.4 | 27.1 | 212.3 | 0 | 0 | 0 | 0 | 2.4 | 48 | 4.4 | 0.6 | 6
Wed, 21.03. 10:00 | 166.8 | 139.8 | 27 | 188.2 | 0 | 0 | 0 | 0 | 2.2 | 38.2 | 3.6 | 0.6 | 7
Wed, 21.03. 11:00 | 172 | 141.3 | 30.7 | 193.1 | 0 | 0 | 0 | 0 | 2.3 | 43.5 | 3.5 | 0.6 | 7
Wed, 21.03. 12:00 | 143.1 | 114.5 | 28.6 | 166.8 | 0 | 0 | 0 | 0 | 1.9 | 44.6 | 2.8 | 0.6 | 8
Wed, 21.03. 13:00 | 135 | 108.9 | 26.1 | 159.1 | 0 | 0 | 0 | 0 | 1.6 | 51.4 | 2.6 | 0.6 | 8
Wed, 21.03. 14:00 | 134 | 110.3 | 23.7 | 158.1 | 0 | 0 | 0 | 0 | 1.6 | 61.8 | 2.6 | 0.6 | 8
Wed, 21.03. 15:00 | 135.1 | 112 | 23.1 | 158.8 | 0 | 0 | 0 | 0 | 1.5 | 78.5 | 2.6 | 0.6 | 8
Wed, 21.03. 16:00 | 138.4 | 117.1 | 21.3 | 160.9 | 0 | 0 | 0 | 0 | 1.2 | 103.7 | 3 | 0.6 | 7
Wed, 21.03. 17:00 | 148.1 | 124.2 | 23.9 | 169.2 | 0 | 0 | 0 | 0 | 0.8 | 132.8 | 3.7 | 0.6 | 7
Wed, 21.03. 18:00 | 160.3 | 137.3 | 23 | 179.5 | 0 | 0 | 0 | 0 | 0.5 | 137.7 | 4.3 | 0.6 | 6
Wed, 21.03. 19:00 | 165.6 | 141.3 | 24.3 | 183.5 | 0 | 0 | 0 | 0 | 0.3 | 129.6 | 5 | 0.6 | 6
Wed, 21.03. 20:00 | 170.7 | 145.8 | 24.9 | 187.8 | 0 | 0 | 0 | 0 | 0.3 | 109.6 | 5.3 | 0.6 | 6
Wed, 21.03. 21:00 | 151.3 | 129.9 | 21.4 | 169.8 | 0 | 0 | 0 | 0 | 0.3 | 87.7 | 4.8 | 0.6 | 6
Wed, 21.03. 22:00 | 115.1 | 102.7 | 12.4 | 137.4 | 0 | 0 | 0 | 0 | 0.3 | 81.2 | 3.3 | 0.6 | 5
Wed, 21.03. 23:00 | 89.1 | 82.7 | 6.4 | 113.9 | 0 | 0 | 0 | 0 | 0.2 | 60.4 | 2.2 | 0.6 | 5
Thu, 22.03. 00:00 | 97.7 | 92.7 | 5 | 122 | 0 | 0 | 0 | 0 | 0.2 | 37.8 | 2.2 | 0.6 | 5
Thu, 22.03. 01:00 | 87.5 | 85.2 | 2.3 | 112.7 | 0 | 0 | 0 | 0 | 0.2 | 17.7 | 1.8 | 0.6 | 5
Thu, 22.03. 02:00 | 99.3 | 98.6 | 0.7 | 123.3 | 0 | 0 | 0 | 0 | 0.2 | 10.2 | 1.9 | 0.6 | 4
Thu, 22.03. 03:00 | 108.7 | 107.9 | 0.8 | 131.9 | 0 | 0 | 0 | 0 | 0.2 | 9.5 | 2.1 | 0.6 | 4
Thu, 22.03. 04:00 | 119.4 | 116.7 | 2.7 | 142 | 0 | 0 | 0 | 0 | 0.2 | 11.9 | 2.4 | 0.6 | 4
Thu, 22.03. 05:00 | 163.2 | 155.3 | 7.9 | 182.1 | 0 | 0 | 0 | 0 | 0.3 | 23.1 | 3.7 | 0.6 | 4
Thu, 22.03. 06:00 | 208.4 | 186.9 | 21.5 | 222.8 | 0 | 0 | 0 | 0 | 0.3 | 41.3 | 5.9 | 0.6 | 4
Thu, 22.03. 07:00 | 215.1 | 191 | 24.1 | 230.1 | 0 | 0 | 0 | 0 | 1 | 51.1 | 5.8 | 0.6 | 4
Thu, 22.03. 08:00 | 199.8 | 173.2 | 26.6 | 217.8 | 0 | 0 | 0 | 0 | 2.1 | 55.3 | 4.8 | 0.6 | 6
Thu, 22.03. 09:00 | 166.3 | 141.3 | 25 | 187.5 | 0 | 0 | 0 | 0 | 2.2 | 44.4 | 3.7 | 0.6 | 7
Thu, 22.03. 10:00 | 153.9 | 126.9 | 27 | 176.6 | 0 | 0 | 0 | 0 | 2.2 | 38.2 | 3.2 | 0.6 | 8
Thu, 22.03. 11:00 | 148.1 | 119.5 | 28.6 | 171.3 | 0 | 0 | 0 | 0 | 2.1 | 40.6 | 3 | 0.6 | 8
Thu, 22.03. 12:00 | 160.2 | 130.1 | 30.1 | 182.2 | 0 | 0 | 0 | 0 | 2 | 46.9 | 3.2 | 0.6 | 7
Thu, 22.03. 13:00 | 132.1 | 106.3 | 25.8 | 156.4 | 0 | 0 | 0 | 0 | 1.6 | 50.8 | 2.6 | 0.5 | 8
Thu, 22.03. 14:00 | 136.7 | 112.2 | 24.5 | 160.6 | 0 | 0 | 0 | 0 | 1.7 | 63.7 | 2.7 | 0.5 | 8
Thu, 22.03. 15:00 | 136.2 | 112.7 | 23.5 | 160 | 0 | 0 | 0 | 0 | 1.5 | 80.1 | 2.7 | 0.5 | 8
Thu, 22.03. 16:00 | 131.8 | 109.8 | 22 | 155.2 | 0 | 0 | 0 | 0 | 1.3 | 108.1 | 2.8 | 0.5 | 8
Thu, 22.03. 17:00 | 124.7 | 102.8 | 21.9 | 147.9 | 0 | 0 | 0 | 0 | 0.7 | 122.1 | 3 | 0.5 | 8
Thu, 22.03. 18:00 | 141.8 | 119.8 | 22 | 162.9 | 0 | 0 | 0 | 0 | 0.5 | 132.1 | 3.7 | 0.5 | 7
Thu, 22.03. 19:00 | 162.1 | 136.5 | 25.6 | 180.7 | 0 | 0 | 0 | 0 | 0.4 | 137.5 | 4.9 | 0.5 | 7
Thu, 22.03. 20:00 | 154.6 | 130.2 | 24.4 | 173.4 | 0 | 0 | 0 | 0 | 0.3 | 107.4 | 4.8 | 0.5 | 7
Thu, 22.03. 21:00 | 143.5 | 121.6 | 21.9 | 163.1 | 0 | 0 | 0 | 0 | 0.3 | 90.5 | 4.6 | 0.5 | 7
Thu, 22.03. 22:00 | 82.8 | 71.6 | 11.2 | 108.3 | 0 | 0 | 0 | 0 | 0.2 | 73.4 | 2.4 | 0.5 | 7
Thu, 22.03. 23:00 | 85.8 | 78.8 | 7 | 111 | 0 | 0 | 0 | 0 | 0.2 | 65.7 | 2.1 | 0.5 | 6
Fri, 23.03. 00:00 | 76.1 | 71.6 | 4.5 | 102.3 | 0 | 0 | 0 | 0 | 0.2 | 34.6 | 1.7 | 0.5 | 6
Fri, 23.03. 01:00 | 91 | 88.4 | 2.6 | 115.8 | 0 | 0 | 0 | 0 | 0.2 | 19 | 1.8 | 0.5 | 5
Fri, 23.03. 02:00 | 86.4 | 85.7 | 0.7 | 111.7 | 0 | 0 | 0 | 0 | 0.2 | 10.3 | 1.6 | 0.5 | 5
Fri, 23.03. 03:00 | 90.9 | 90.1 | 0.8 | 115.8 | 0 | 0 | 0 | 0 | 0.2 | 9.2 | 1.6 | 0.5 | 5
Fri, 23.03. 04:00 | 105.3 | 102.5 | 2.8 | 129.3 | 0 | 0 | 0 | 0 | 0.2 | 12.2 | 2 | 0.5 | 5
Fri, 23.03. 05:00 | 140.4 | 132.3 | 8.1 | 161.6 | 0 | 0 | 0 | 0 | 0.3 | 23.6 | 3.1 | 0.5 | 5
Fri, 23.03. 06:00 | 180.2 | 156.7 | 23.5 | 198 | 0 | 0 | 0 | 0 | 0.3 | 45.2 | 5.1 | 0.5 | 6
Fri, 23.03. 07:00 | 172.3 | 148.1 | 24.2 | 191.8 | 0 | 0 | 0 | 0 | 1 | 51.6 | 4.7 | 0.5 | 6
Fri, 23.03. 08:00 | 156.2 | 131.2 | 25 | 177.9 | 0 | 0 | 0 | 0 | 2 | 52.2 | 3.9 | 0.5 | 7
Fri, 23.03. 09:00 | 136.4 | 111.4 | 25 | 160.4 | 0 | 0 | 0 | 0 | 2.2 | 44.4 | 3.1 | 0.5 | 8
Fri, 23.03. 10:00 | 113.6 | 86.6 | 27 | 140.3 | 0 | 0 | 0 | 0 | 2.2 | 38.2 | 2.3 | 0.5 | 10
Fri, 23.03. 11:00 | 104.7 | 76.1 | 28.6 | 131.7 | 0 | 0 | 0 | 0 | 2.1 | 40.6 | 2.1 | 0.5 | 11
Fri, 23.03. 12:00 | 100 | 71.4 | 28.6 | 127.3 | 0 | 0 | 0 | 0 | 1.9 | 44.6 | 2 | 0.5 | 11
Fri, 23.03. 13:00 | 95.3 | 67.4 | 27.9 | 122.4 | 0 | 0 | 0 | 0 | 1.8 | 55.2 | 1.9 | 0.5 | 12
Fri, 23.03. 14:00 | 80.4 | 58.6 | 21.8 | 108.3 | 0 | 0 | 0 | 0 | 1.5 | 57.4 | 1.6 | 0.5 | 12
Fri, 23.03. 15:00 | 88.8 | 65.3 | 23.5 | 116.1 | 0 | 0 | 0 | 0 | 1.5 | 80.1 | 1.8 | 0.5 | 12
Fri, 23.03. 16:00 | 87.6 | 65 | 22.6 | 114.5 | 0 | 0 | 0 | 0 | 1.3 | 111.3 | 2 | 0.5 | 12
Fri, 23.03. 17:00 | 94.3 | 71.4 | 22.9 | 121 | 0 | 0 | 0 | 0 | 0.8 | 127.4 | 2.3 | 0.4 | 10
Fri, 23.03. 18:00 | 126.9 | 102.8 | 24.1 | 149.9 | 0 | 0 | 0 | 0 | 0.5 | 144.7 | 3.4 | 0.4 | 8
Fri, 23.03. 19:00 | 127.6 | 104.9 | 22.7 | 149.4 | 0 | 0 | 0 | 0 | 0.3 | 121.8 | 3.9 | 0.4 | 7
Fri, 23.03. 20:00 | 140.3 | 115.4 | 24.9 | 160.8 | 0 | 0 | 0 | 0 | 0.3 | 109.6 | 4.5 | 0.4 | 7
Fri, 23.03. 21:00 | 133.3 | 112.3 | 21 | 153.9 | 0 | 0 | 0 | 0 | 0.3 | 86.8 | 4.3 | 0.4 | 6
Fri, 23.03. 22:00 | 108.5 | 96.3 | 12.2 | 131.3 | 0 | 0 | 0 | 0 | 0.3 | 80.4 | 3.2 | 0.4 | 5
Fri, 23.03. 23:00 | 85 | 78.6 | 6.4 | 110.1 | 0 | 0 | 0 | 0 | 0.2 | 59.7 | 2.2 | 0.4 | 5
Sat, 24.03. 00:00 | 98.2 | 93.1 | 5.1 | 121.8 | 0 | 0 | 0 | 0 | 0.2 | 52.5 | 2.4 | 0.4 | 4
Sat, 24.03. 01:00 | 100.4 | 97.3 | 3.1 | 123.9 | 0 | 0 | 0 | 0 | 0.2 | 31.2 | 2.2 | 0.4 | 4
Sat, 24.03. 02:00 | 94 | 92.3 | 1.7 | 118.1 | 0 | 0 | 0 | 0 | 0.2 | 19 | 1.9 | 0.4 | 4
Sat, 24.03. 03:00 | 101.2 | 100.4 | 0.8 | 124.8 | 0 | 0 | 0 | 0 | 0.2 | 12.1 | 2 | 0.4 | 4
Sat, 24.03. 04:00 | 109.1 | 107.6 | 1.5 | 132.2 | 0 | 0 | 0 | 0 | 0.2 | 11 | 2.2 | 0.4 | 4
Sat, 24.03. 05:00 | 135.2 | 133.5 | 1.7 | 155.9 | 0 | 0 | 0 | 0 | 0.2 | 12.4 | 2.7 | 0.4 | 4
Sat, 24.03. 06:00 | 167.9 | 165.3 | 2.6 | 185.4 | 0 | 0 | 0 | 0 | 0.3 | 12.7 | 3.4 | 0.4 | 4
Sat, 24.03. 07:00 | 153.6 | 147.6 | 6 | 173.7 | 0 | 0 | 0 | 0 | 0.4 | 14.4 | 3 | 0.4 | 6
Sat, 24.03. 08:00 | 124.3 | 110.5 | 13.8 | 147.6 | 0 | 0 | 0 | 0 | 0.6 | 19.3 | 2.9 | 0.4 | 8
Sat, 24.03. 09:00 | 101.9 | 77.4 | 24.5 | 127.3 | 0 | 0 | 0 | 0 | 0.6 | 24.5 | 3.4 | 0.4 | 10
Sat, 24.03. 10:00 | 92.3 | 63.8 | 28.5 | 117.4 | 0 | 0 | 0 | 0 | 0.6 | 45 | 3.5 | 0.4 | 12
Sat, 24.03. 11:00 | 89.4 | 56.9 | 32.5 | 114.3 | 0 | 0 | 0 | 0 | 0.6 | 56.9 | 3.7 | 0.4 | 14
Sat, 24.03. 12:00 | 80.5 | 49.7 | 30.8 | 105.9 | 0 | 0 | 0 | 0 | 0.6 | 76.1 | 3.2 | 0.4 | 15
Sat, 24.03. 13:00 | 84.7 | 53.7 | 31 | 110.1 | 0 | 0 | 0 | 0 | 0.6 | 96.5 | 3 | 0.4 | 15
Sat, 24.03. 14:00 | 76.8 | 49.3 | 27.5 | 103 | 0.2 | 0.2 | 0 | 0 | 0.5 | 89.9 | 2.6 | 0.4 | 16
Sat, 24.03. 15:00 | 74.1 | 49.4 | 24.7 | 100.5 | 0.2 | 0.2 | 0 | 0 | 0.5 | 83.5 | 2.3 | 0.4 | 16
Sat, 24.03. 16:00 | 68.4 | 46 | 22.4 | 95 | 0 | 0 | 0 | 0 | 0.4 | 77.8 | 2.1 | 0.4 | 15
Sat, 24.03. 17:00 | 81 | 56.4 | 24.6 | 106.4 | 0 | 0 | 0 | 0 | 0.4 | 88.3 | 2.6 | 0.4 | 14
Sat, 24.03. 18:00 | 88.5 | 66.2 | 22.3 | 113.5 | 0 | 0 | 0 | 0 | 0.3 | 90.3 | 2.9 | 0.4 | 12
Sat, 24.03. 19:00 | 119.6 | 98.9 | 20.7 | 141.8 | 0 | 0 | 0 | 0 | 0.3 | 82.8 | 3.6 | 0.4 | 8
Sat, 24.03. 20:00 | 117 | 98.4 | 18.6 | 139.2 | 0 | 0 | 0 | 0 | 0.3 | 71.8 | 3.6 | 0.3 | 8
Sat, 24.03. 21:00 | 119.2 | 104.8 | 14.4 | 140.8 | 0 | 0 | 0 | 0 | 0.2 | 66.4 | 3.4 | 0.3 | 7
Sat, 24.03. 22:00 | 104.1 | 92.9 | 11.2 | 127 | 0 | 0 | 0 | 0 | 0.2 | 63.5 | 3 | 0.3 | 5
Sat, 24.03. 23:00 | 105.3 | 97.9 | 7.4 | 128.1 | 0 | 0 | 0 | 0 | 0.2 | 60.2 | 2.8 | 0.3 | 4
Sun, 25.03. 00:00 | 86.7 | 82.2 | 4.5 | 111.2 | 0 | 0 | 0 | 0 | 0.2 | 55.3 | 2.1 | 0.3 | 4
Sun, 25.03. 01:00 | 120.4 | 117.5 | 2.9 | 141.4 | 0 | 0 | 0 | 0 | 0.2 | 53.6 | 2.9 | 0.3 | 2
Sun, 25.03. 02:00 | 101.5 | 99.7 | 1.8 | 124.8 | 0 | 0 | 0 | 0 | 0.2 | 38.5 | 2.1 | 0.3 | 4
Sun, 25.03. 03:00 | 100 | 99.2 | 0.8 | 123.5 | 0 | 0 | 0 | 0 | 0.2 | 18.6 | 2 | 0.3 | 4
Sun, 25.03. 04:00 | 108.2 | 106.5 | 1.7 | 131.1 | 0 | 0 | 0 | 0 | 0.2 | 11.7 | 2.2 | 0.3 | 4
Sun, 25.03. 05:00 | 131.6 | 129.8 | 1.8 | 152.1 | 0 | 0 | 0 | 0 | 0.2 | 9.2 | 2.7 | 0.3 | 4
Sun, 25.03. 06:00 | 150.8 | 148.2 | 2.6 | 169.9 | 0 | 0 | 0 | 0 | 0.2 | 10.3 | 2.9 | 0.3 | 6
Sun, 25.03. 07:00 | 143.9 | 138.3 | 5.6 | 164.3 | 0 | 0 | 0 | 0 | 0.3 | 11.5 | 2.8 | 0.3 | 7
Sun, 25.03. 08:00 | 110.4 | 97.9 | 12.5 | 134.4 | 0 | 0 | 0 | 0 | 0.3 | 10.8 | 2.7 | 0.3 | 9
Sun, 25.03. 09:00 | 106.1 | 82.1 | 24 | 130.5 | 0 | 0 | 0 | 0 | 0.3 | 12.9 | 3.7 | 0.3 | 10
Sun, 25.03. 10:00 | 100.2 | 74 | 26.2 | 124.6 | 0 | 0 | 0 | 0 | 0.3 | 15.5 | 3.8 | 0.3 | 11
Sun, 25.03. 11:00 | 86.6 | 60.4 | 26.2 | 111.2 | 0 | 0 | 0 | 0 | 0.3 | 21.6 | 3.7 | 0.3 | 13
Sun, 25.03. 12:00 | 70.8 | 49.1 | 21.7 | 96.4 | 0 | 0 | 0 | 0 | 0.3 | 28.2 | 3 | 0.3 | 14
Sun, 25.03. 13:00 | 68.7 | 50.2 | 18.5 | 94.6 | 0 | 0 | 0 | 0 | 0.3 | 39.8 | 2.6 | 0.3 | 14
Sun, 25.03. 14:00 | 72 | 54.9 | 17.1 | 98 | 0 | 0 | 0 | 0 | 0.3 | 58.1 | 2.5 | 0.3 | 13
Sun, 25.03. 15:00 | 73.4 | 58.6 | 14.8 | 99.7 | 0 | 0 | 0 | 0 | 0.3 | 53.8 | 2.3 | 0.3 | 12
Sun, 25.03. 16:00 | 72.8 | 58.7 | 14.1 | 98.9 | 0 | 0 | 0 | 0 | 0.3 | 60.4 | 2.3 | 0.3 | 12
Sun, 25.03. 17:00 | 79.6 | 63.6 | 16 | 104.9 | 0 | 0 | 0 | 0 | 0.3 | 68.4 | 2.6 | 0.3 | 12
Sun, 25.03. 18:00 | 91.3 | 73.7 | 17.6 | 115.7 | 0 | 0 | 0 | 0 | 0.2 | 86.6 | 3 | 0.3 | 11
Sun, 25.03. 19:00 | 98.6 | 80.5 | 18.1 | 122.7 | 0 | 0 | 0 | 0 | 0.2 | 89.6 | 3.1 | 0.3 | 10
Sun, 25.03. 20:00 | 107.8 | 90.8 | 17 | 130.7 | 0 | 0 | 0 | 0 | 0.2 | 81.9 | 3.3 | 0.3 | 9
Sun, 25.03. 21:00 | 125 | 110.6 | 14.4 | 145.8 | 0 | 0 | 0 | 0 | 0.2 | 69.8 | 3.6 | 0.3 | 7
Sun, 25.03. 22:00 | 82.6 | 71.6 | 11 | 107.8 | 0 | 0 | 0 | 0 | 0.2 | 57.4 | 2.4 | 0.2 | 7
Sun, 25.03. 23:00 | 84.7 | 77.5 | 7.2 | 109.9 | 0 | 0 | 0 | 0 | 0.2 | 46.9 | 2.1 | 0.2 | 6
Mon, 26.03. 00:00 | 78 | 73.1 | 4.9 | 104 | 0 | 0 | 0 | 0 | 0.2 | 37.8 | 1.8 | 0.2 | 6
Mon, 26.03. 01:00 | 72 | 69.6 | 2.4 | 98.5 | 0 | 0 | 0 | 0 | 0.2 | 18.5 | 1.4 | 0.2 | 6
Mon, 26.03. 02:00 | 81.8 | 81 | 0.8 | 107.1 | 0 | 0 | 0 | 0 | 0.2 | 10.4 | 1.5 | 0.2 | 5
Mon, 26.03. 03:00 | 78.4 | 77.7 | 0.7 | 104.1 | 0 | 0 | 0 | 0 | 0.2 | 8.6 | 1.4 | 0.2 | 5
Mon, 26.03. 04:00 | 83.9 | 81.1 | 2.8 | 109.7 | 0 | 0 | 0 | 0 | 0.2 | 12.5 | 1.5 | 0.2 | 6
Mon, 26.03. 05:00 | 99.4 | 91.6 | 7.8 | 124 | 0 | 0 | 0 | 0 | 0.3 | 22.6 | 2.3 | 0.2 | 6
Mon, 26.03. 06:00 | 114.4 | 93.3 | 21.1 | 137.8 | 0 | 0 | 0 | 0 | 0.3 | 40.9 | 3.7 | 0.2 | 7
Mon, 26.03. 07:00 | 102.5 | 77.7 | 24.8 | 128 | 0 | 0 | 0 | 0 | 1 | 53.2 | 3.3 | 0.2 | 9
Mon, 26.03. 08:00 | 82.5 | 57.2 | 25.3 | 110.1 | 0 | 0 | 0 | 0 | 2 | 53.3 | 2.6 | 0.2 | 11
Mon, 26.03. 09:00 | 69.2 | 43.9 | 25.3 | 97.3 | 0 | 0 | 0 | 0 | 2.2 | 45.3 | 2.1 | 0.2 | 13
Mon, 26.03. 10:00 | 57.5 | 33.6 | 23.9 | 86.2 | 0 | 0 | 0 | 0 | 2 | 34.1 | 1.7 | 0.2 | 14
Mon, 26.03. 11:00 | 64.6 | 35.7 | 28.9 | 93.2 | 0 | 0 | 0 | 0 | 2.1 | 41.4 | 1.8 | 0.2 | 14
Mon, 26.03. 12:00 | 59.2 | 31.6 | 27.6 | 88 | 0 | 0 | 0 | 0 | 1.8 | 43.2 | 1.6 | 0.2 | 14
Mon, 26.03. 13:00 | 58.4 | 30 | 28.4 | 87 | 0 | 0 | 0 | 0 | 1.8 | 56.3 | 1.6 | 0.2 | 15
Mon, 26.03. 14:00 | 51.8 | 27.9 | 23.9 | 80.8 | 0 | 0 | 0 | 0 | 1.6 | 63.1 | 1.5 | 0.2 | 15
Mon, 26.03. 15:00 | 47.6 | 26.1 | 21.5 | 76.5 | 0.2 | 0.2 | 0 | 0 | 1.4 | 73.7 | 1.4 | 0.2 | 16
Mon, 26.03. 16:00 | 50.5 | 27.9 | 22.6 | 79.1 | 0 | 0 | 0 | 0 | 1.3 | 111.3 | 1.6 | 0.2 | 15
Mon, 26.03. 17:00 | 52.5 | 29.8 | 22.7 | 80.8 | 0 | 0 | 0 | 0 | 0.8 | 127.4 | 1.9 | 0.2 | 14
Mon, 26.03. 18:00 | 60.7 | 38.3 | 22.4 | 88.6 | 0 | 0 | 0 | 0 | 0.5 | 134.9 | 2.2 | 0.2 | 12
Mon, 26.03. 19:00 | 64.7 | 40.7 | 24 | 91.7 | 0 | 0 | 0 | 0 | 0.3 | 129.6 | 2.8 | 0.2 | 12
Mon, 26.03. 20:00 | 64.7 | 40.7 | 24 | 91.6 | 0 | 0 | 0 | 0 | 0.3 | 106.4 | 3 | 0.2 | 12
Mon, 26.03. 21:00 | 58.7 | 37.3 | 21.4 | 85.9 | 0 | 0 | 0 | 0 | 0.3 | 88.6 | 2.8 | 0.2 | 12
Mon, 26.03. 22:00 | 31 | 19.4 | 11.6 | 60.7 | 0 | 0 | 0 | 0 | 0.3 | 76.5 | 1.5 | 0.2 | 12
Mon, 26.03. 23:00 | 24.7 | 17.5 | 7.2 | 55.2 | 0 | 0 | 0 | 0 | 0.2 | 68.4 | 0.9 | 0.2 | 12
Tue, 27.03. 00:00 | 58.3 | 53.7 | 4.6 | 86.5 | 0 | 0 | 0 | 0 | 0.2 | 35.7 | 1.2 | 0.2 | 8
Tue, 27.03. 01:00 | 76.4 | 74.1 | 2.3 | 102.5 | 0 | 0 | 0 | 0 | 0.2 | 17.9 | 1.5 | 0.2 | 6
Tue, 27.03. 02:00 | 77.2 | 76.5 | 0.7 | 103.4 | 0 | 0 | 0 | 0 | 0.2 | 10.3 | 1.3 | 0.2 | 6
Tue, 27.03. 03:00 | 77.5 | 76.8 | 0.7 | 103.7 | 0 | 0 | 0 | 0 | 0.2 | 8.7 | 1.3 | 0.2 | 6
Tue, 27.03. 04:00 | 111.4 | 108.6 | 2.8 | 134.8 | 0 | 0 | 0 | 0 | 0.3 | 12.6 | 2.1 | 0.2 | 5
Tue, 27.03. 05:00 | 142.9 | 135.1 | 7.8 | 163.8 | 0 | 0 | 0 | 0 | 0.3 | 22.9 | 3.1 | 0.2 | 5
Tue, 27.03. 06:00 | 184 | 161.5 | 22.5 | 201.2 | 0 | 0 | 0 | 0 | 0.3 | 43.5 | 5.1 | 0.2 | 6
Tue, 27.03. 07:00 | 192.5 | 167.2 | 25.3 | 210.2 | 0 | 0 | 0 | 0 | 1 | 54.3 | 5.1 | 0.2 | 6
Tue, 27.03. 08:00 | 178.8 | 153.8 | 25 | 198.4 | 0 | 0 | 0 | 0 | 2 | 52.7 | 4.4 | 0.2 | 6
Tue, 27.03. 09:00 | 146.6 | 123.3 | 23.3 | 169.1 | 0 | 0 | 0 | 0 | 2 | 41.7 | 3.3 | 0.2 | 7
Tue, 27.03. 10:00 | 131.6 | 107.1 | 24.5 | 155.6 | 0 | 0 | 0 | 0 | 2 | 34.8 | 2.7 | 0.2 | 8
Tue, 27.03. 11:00 | 129.6 | 100.9 | 28.7 | 154.5 | 0 | 0 | 0 | 0 | 2.1 | 41 | 2.5 | 0.2 | 9
Tue, 27.03. 12:00 | 120.2 | 92.4 | 27.8 | 145.7 | 0 | 0 | 0 | 0 | 1.8 | 43.7 | 2.3 | 0.2 | 9
Tue, 27.03. 13:00 | 126.4 | 98.1 | 28.3 | 151.6 | 0 | 0 | 0 | 0 | 1.8 | 56.3 | 2.4 | 0.2 | 9
Tue, 27.03. 14:00 | 114 | 88.1 | 25.9 | 140.6 | 0 | 0 | 0 | 0 | 1.8 | 68.2 | 2.1 | 0.2 | 10
Tue, 27.03. 15:00 | 106.1 | 82.7 | 23.4 | 132.8 | 0 | 0 | 0 | 0 | 1.5 | 80.1 | 1.9 | 0.2 | 10
Tue, 27.03. 16:00 | 107.1 | 84.2 | 22.9 | 133.3 | 0 | 0 | 0 | 0 | 1.3 | 113.5 | 2.2 | 0.2 | 10
Tue, 27.03. 17:00 | 116.1 | 92.4 | 23.7 | 140.4 | 0 | 0 | 0 | 0 | 0.8 | 132.8 | 2.8 | 0.2 | 9
Tue, 27.03. 18:00 | 133.2 | 109.5 | 23.7 | 155.3 | 0 | 0 | 0 | 0 | 0.5 | 143.3 | 3.5 | 0.2 | 8
Tue, 27.03. 19:00 | 160.5 | 135.5 | 25 | 178.9 | 0 | 0 | 0 | 0 | 0.4 | 134.9 | 4.8 | 0.2 | 6
Tue, 27.03. 20:00 | 183.5 | 160 | 23.5 | 198.7 | 0 | 0 | 0 | 0 | 0.3 | 104.2 | 5.8 | 0.2 | 3
Tue, 27.03. 21:00 | 178.2 | 156.4 | 21.8 | 193.7 | 0 | 0 | 0 | 0 | 0.3 | 90.5 | 5.7 | 0.2 | 3
Tue, 27.03. 22:00 | 95.4 | 83.8 | 11.6 | 119.4 | 0 | 0 | 0 | 0 | 0.3 | 77.3 | 2.8 | 0.2 | 6
Tue, 27.03. 23:00 | 79.8 | 73.2 | 6.6 | 105.4 | 0 | 0 | 0 | 0 | 0.2 | 62.4 | 2 | 0.2 | 6
Wed, 28.03. 00:00 | 81.5 | 76.5 | 5 | 107.1 | 0 | 0 | 0 | 0 | 0.3 | 38.9 | 1.8 | 0.2 | 6
Wed, 28.03. 01:00 | 71.9 | 69.5 | 2.4 | 98.3 | 0 | 0 | 0 | 0 | 0.2 | 18.1 | 1.4 | 0.2 | 6
Wed, 28.03. 02:00 | 68.7 | 68 | 0.7 | 95.5 | 0 | 0 | 0 | 0 | 0.2 | 9.8 | 1.2 | 0.2 | 6
Wed, 28.03. 03:00 | 73.3 | 72.6 | 0.7 | 99.8 | 0 | 0 | 0 | 0 | 0.2 | 9 | 1.2 | 0.2 | 6
Wed, 28.03. 04:00 | 86.2 | 83.4 | 2.8 | 111.8 | 0 | 0 | 0 | 0 | 0.2 | 12.3 | 1.6 | 0.2 | 6
Wed, 28.03. 05:00 | 109.7 | 101.7 | 8 | 133.6 | 0 | 0 | 0 | 0 | 0.3 | 23.6 | 2.4 | 0.2 | 6
Wed, 28.03. 06:00 | 134 | 111.2 | 22.8 | 156 | 0 | 0 | 0 | 0 | 0.3 | 44.3 | 4.1 | 0.2 | 7
Wed, 28.03. 07:00 | 128.8 | 103 | 25.8 | 152.2 | 0 | 0 | 0 | 0 | 1 | 55.3 | 3.8 | 0.2 | 8
Wed, 28.03. 08:00 | 105.2 | 80.7 | 24.5 | 131.2 | 0 | 0 | 0 | 0 | 1.9 | 51.7 | 2.9 | 0.2 | 9
Wed, 28.03. 09:00 | 76.5 | 52.7 | 23.8 | 104.3 | 0 | 0 | 0 | 0 | 2.1 | 42.6 | 2.1 | 0.2 | 12
Wed, 28.03. 10:00 | 72.2 | 46.8 | 25.4 | 100.3 | 0 | 0 | 0 | 0 | 2.1 | 36.3 | 1.9 | 0.2 | 13
Wed, 28.03. 11:00 | 74.8 | 46.2 | 28.6 | 103.1 | 0 | 0 | 0 | 0 | 2.1 | 41 | 1.8 | 0.2 | 13
Wed, 28.03. 12:00 | 66.3 | 38.5 | 27.8 | 94.7 | 0 | 0 | 0 | 0 | 1.8 | 43.7 | 1.6 | 0.2 | 14
Wed, 28.03. 13:00 | 72.1 | 42.5 | 29.6 | 100.3 | 0 | 0 | 0 | 0 | 1.8 | 59 | 1.8 | 0.2 | 14
Wed, 28.03. 14:00 | 61.8 | 37.9 | 23.9 | 90.3 | 0 | 0 | 0 | 0 | 1.6 | 63.1 | 1.5 | 0.2 | 14
Wed, 28.03. 15:00 | 66.5 | 42.8 | 23.7 | 94.9 | 0 | 0 | 0 | 0 | 1.5 | 81.7 | 1.5 | 0.2 | 13
Wed, 28.03. 16:00 | 57.4 | 36 | 21.4 | 85.8 | 0 | 0 | 0 | 0 | 1.2 | 105.9 | 1.6 | 0.2 | 14
Wed, 28.03. 17:00 | 66.4 | 42.1 | 24.3 | 94 | 0 | 0 | 0 | 0 | 0.8 | 136.8 | 2.1 | 0.2 | 13
Wed, 28.03. 18:00 | 64.2 | 41.6 | 22.6 | 91.6 | 0 | 0 | 0 | 0 | 0.5 | 136.4 | 2.3 | 0.2 | 13
Wed, 28.03. 19:00 | 77.2 | 53 | 24.2 | 103.8 | 0 | 0 | 0 | 0 | 0.3 | 130.9 | 2.9 | 0.2 | 11
Wed, 28.03. 20:00 | 90.5 | 67.1 | 23.4 | 115.9 | 0 | 0 | 0 | 0 | 0.3 | 104.2 | 3.3 | 0.2 | 9
Wed, 28.03. 21:00 | 90.2 | 67.5 | 22.7 | 115.5 | 0 | 0 | 0 | 0 | 0.3 | 94.1 | 3.3 | 0.2 | 9
Wed, 28.03. 22:00 | 66.6 | 54.7 | 11.9 | 93.7 | 0 | 0 | 0 | 0 | 0.3 | 78.8 | 2.1 | 0.2 | 8
Wed, 28.03. 23:00 | 46.4 | 39.4 | 7 | 75.6 | 0 | 0 | 0 | 0 | 0.2 | 66.4 | 1.2 | 0.2 | 9
Thu, 29.03. 00:00 | 28.7 | 24.1 | 4.6 | 59.7 | 0.5 | 0.5 | 0 | 0 | 0.2 | 35.3 | 0.6 | 0.2 | 10
Thu, 29.03. 01:00 | 46.8 | 44.5 | 2.3 | 75.8 | 0.4 | 0.4 | 0 | 0 | 0.2 | 17.7 | 0.8 | 0.2 | 8
Thu, 29.03. 02:00 | 46.9 | 46.2 | 0.7 | 75.9 | 0.3 | 0.3 | 0 | 0 | 0.2 | 10.3 | 0.6 | 0.2 | 8
Thu, 29.03. 03:00 | 49.5 | 48.7 | 0.8 | 78.5 | 0.3 | 0.3 | 0 | 0 | 0.2 | 9.3 | 0.6 | 0.2 | 8
Thu, 29.03. 04:00 | 63.8 | 61.3 | 2.5 | 91.3 | 0.2 | 0.2 | 0 | 0 | 0.2 | 11.6 | 1.1 | 0.2 | 7
Thu, 29.03. 05:00 | 79.1 | 71.5 | 7.6 | 105.6 | 0.2 | 0.2 | 0 | 0 | 0.3 | 22.4 | 1.8 | 0.2 | 7
Thu, 29.03. 06:00 | 77.9 | 57.4 | 20.5 | 104.9 | 0.3 | 0.3 | 0 | 0 | 0.3 | 39.6 | 2.8 | 0.2 | 9
Thu, 29.03. 07:00 | 66.6 | 42.1 | 24.5 | 94.4 | 0.4 | 0.4 | 0 | 0 | 1 | 52.7 | 2.8 | 0.2 | 12
Thu, 29.03. 08:00 | 61.3 | 36.1 | 25.2 | 89.6 | 0.6 | 0.6 | 0 | 0 | 2 | 53.3 | 2.5 | 0.2 | 13
Thu, 29.03. 09:00 | 47.6 | 24.1 | 23.5 | 76.5 | 1 | 1 | 0 | 0 | 2 | 42.2 | 1.9 | 0.2 | 15
Thu, 29.03. 10:00 | 48.1 | 22.7 | 25.4 | 77 | 1.7 | 1.7 | 0 | 0 | 2.1 | 36.3 | 1.8 | 0.2 | 17
Thu, 29.03. 11:00 | 51.7 | 22.6 | 29.1 | 80.6 | 2.1 | 2.1 | 0 | 0 | 2.1 | 41.9 | 1.8 | 0.2 | 18
Thu, 29.03. 12:00 | 50.2 | 21 | 29.2 | 79.2 | 3.8 | 3.8 | 0 | 0 | 1.9 | 46 | 1.8 | 0.2 | 19
Thu, 29.03. 13:00 | 48.2 | 20.6 | 27.6 | 77.2 | 5.4 | 5.4 | 0 | 0 | 1.7 | 55.2 | 1.9 | 0.2 | 20
Thu, 29.03. 14:00 | 42.9 | 19.3 | 23.6 | 72.1 | 6.7 | 6.7 | 0 | 0 | 1.6 | 62.5 | 1.9 | 0.2 | 21
Thu, 29.03. 15:00 | 42.1 | 19.3 | 22.8 | 71.3 | 6.7 | 6.7 | 0 | 0 | 1.5 | 78.5 | 1.8 | 0.1 | 21
Thu, 29.03. 16:00 | 41.7 | 19.2 | 22.5 | 70.5 | 5.5 | 5.5 | 0 | 0 | 1.3 | 111.3 | 1.9 | 0.1 | 20
Thu, 29.03. 17:00 | 43.2 | 19.1 | 24.1 | 71.8 | 2.1 | 2.1 | 0 | 0 | 0.8 | 135.4 | 2 | 0.1 | 17
Thu, 29.03. 18:00 | 45.6 | 21 | 24.6 | 73.8 | 1.6 | 1.6 | 0 | 0 | 0.5 | 148.9 | 2.3 | 0.1 | 15
Thu, 29.03. 19:00 | 49.7 | 24.8 | 24.9 | 77.3 | 1.4 | 1.4 | 0 | 0 | 0.4 | 134.9 | 2.8 | 0.1 | 14
Thu, 29.03. 20:00 | 64.1 | 38.5 | 25.6 | 91.6 | 1.1 | 1.1 | 0 | 0 | 0.3 | 113.8 | 3.1 | 0.1 | 11
Thu, 29.03. 21:00 | 63.4 | 40.7 | 22.7 | 91.2 | 0.9 | 0.9 | 0 | 0 | 0.3 | 94.1 | 2.8 | 0.1 | 10
Thu, 29.03. 22:00 | 50.5 | 38.6 | 11.9 | 79.1 | 0.7 | 0.7 | 0 | 0 | 0.3 | 78.8 | 1.8 | 0.1 | 9
Thu, 29.03. 23:00 | 42.2 | 35.4 | 6.8 | 71.7 | 0.5 | 0.5 | 0 | 0 | 0.2 | 65.1 | 1.1 | 0.1 | 9
Fri, 30.03. 00:00 | 41.1 | 35.9 | 5.2 | 70.7 | 1.3 | 1.3 | 0 | 0 | 0.2 | 65.7 | 1 | 0.1 | 9
Fri, 30.03. 01:00 | 37.7 | 34.9 | 2.8 | 67.5 | 1 | 1 | 0 | 0 | 0.2 | 53 | 0.7 | 0.1 | 9
Fri, 30.03. 02:00 | 71.2 | 69.4 | 1.8 | 97.4 | 0.8 | 0.8 | 0 | 0 | 0.2 | 38.1 | 1.4 | 0.1 | 6
Fri, 30.03. 03:00 | 35.3 | 34.6 | 0.7 | 65.4 | 0.7 | 0.7 | 0 | 0 | 0.2 | 17.7 | 0.4 | 0.1 | 9
Fri, 30.03. 04:00 | 41.8 | 40 | 1.8 | 71.5 | 0.7 | 0.7 | 0 | 0 | 0.2 | 11.9 | 0.6 | 0.1 | 9
Fri, 30.03. 05:00 | 66.5 | 64.6 | 1.9 | 94.1 | 0.7 | 0.7 | 0 | 0 | 0.2 | 10.2 | 1 | 0.1 | 8
Fri, 30.03. 06:00 | 60.2 | 57.7 | 2.5 | 88.7 | 0.6 | 0.6 | 0 | 0 | 0.2 | 9.6 | 0.9 | 0.1 | 9
Fri, 30.03. 07:00 | 47.1 | 41.5 | 5.6 | 76.4 | 0.8 | 0.8 | 0 | 0 | 0.3 | 11.7 | 1 | 0.1 | 12
Fri, 30.03. 08:00 | 42.1 | 29 | 13.1 | 70.6 | 1.1 | 1.1 | 0 | 0 | 0.3 | 11.4 | 1.8 | 0.1 | 14
Fri, 30.03. 09:00 | 46.3 | 22.3 | 24 | 73.7 | 2.1 | 2.1 | 0 | 0 | 0.3 | 13 | 3.1 | 0.1 | 17
Fri, 30.03. 10:00 | 44.4 | 19.8 | 24.6 | 71.5 | 4 | 4 | 0 | 0 | 0.3 | 14.6 | 3.3 | 0.1 | 19
Fri, 30.03. 11:00 | 48.1 | 20.5 | 27.6 | 74.9 | 6.4 | 6.4 | 0 | 0 | 0.3 | 22.9 | 3.8 | 0.1 | 20
Fri, 30.03. 12:00 | 41.9 | 18.3 | 23.6 | 69.3 | 8 | 8 | 0 | 0 | 0.3 | 31.1 | 3.4 | 0.1 | 21
Fri, 30.03. 13:00 | 39.4 | 18.9 | 20.5 | 66.9 | 10.3 | 10.3 | 0 | 0 | 0.3 | 44.4 | 3.2 | 0.1 | 22
Fri, 30.03. 14:00 | 33.1 | 16.7 | 16.4 | 61.1 | 12.3 | 12.3 | 0 | 0 | 0.3 | 56.3 | 3.1 | 0.1 | 24
Fri, 30.03. 15:00 | 32.3 | 17.5 | 14.8 | 60.5 | 12.6 | 12.6 | 0 | 0 | 0.3 | 54.4 | 2.9 | 0.1 | 24
Fri, 30.03. 16:00 | 31.8 | 17.5 | 14.3 | 60 | 11.2 | 11.2 | 0 | 0 | 0.3 | 61.7 | 2.7 | 0.1 | 23
Fri, 30.03. 17:00 | 35 | 18.8 | 16.2 | 62.8 | 10 | 10 | 0 | 0 | 0.3 | 69.8 | 2.8 | 0.1 | 22
Fri, 30.03. 18:00 | 37.6 | 20.1 | 17.5 | 65.4 | 3.5 | 3.5 | 0 | 0 | 0.2 | 86.6 | 2.4 | 0.1 | 17
Fri, 30.03. 19:00 | 45.2 | 27.5 | 17.7 | 73.1 | 2.8 | 2.8 | 0 | 0 | 0.2 | 88.7 | 2.5 | 0.1 | 13
Fri, 30.03. 20:00 | 48.5 | 31.5 | 17 | 76.5 | 2.6 | 2.6 | 0 | 0 | 0.2 | 82.8 | 2.4 | 0.1 | 12
Fri, 30.03. 21:00 | 58.2 | 45.6 | 12.6 | 85.9 | 1.9 | 1.9 | 0 | 0 | 0.2 | 61.5 | 2.1 | 0.1 | 9
Fri, 30.03. 22:00 | 31.8 | 21.3 | 10.5 | 61.5 | 1.7 | 1.7 | 0 | 0 | 0.2 | 55.1 | 1.4 | 0.1 | 11
Fri, 30.03. 23:00 | 37.7 | 31.6 | 6.1 | 67.2 | 1.2 | 1.2 | 0 | 0 | 0.2 | 40.4 | 1.1 | 0.1 | 9
Sat, 31.03. 00:00 | 37.9 | 32.9 | 5 | 67.6 | 1.7 | 1.7 | 0 | 0 | 0.2 | 52.5 | 1 | 0.1 | 9
Sat, 31.03. 01:00 | 20.9 | 17.9 | 3 | 51.9 | 1.4 | 1.4 | 0 | 0 | 0.2 | 30.9 | 0.5 | 0.1 | 11
Sat, 31.03. 02:00 | 15.3 | 13.5 | 1.8 | 46.3 | 1.1 | 1.1 | 0 | 0 | 0.2 | 20.8 | 0.3 | 0.1 | 12
Sat, 31.03. 03:00 | 13.4 | 12.7 | 0.7 | 44.6 | 0.9 | 0.9 | 0 | 0 | 0.2 | 11.4 | 0.2 | 0.1 | 12
Sat, 31.03. 04:00 | 16.1 | 14.7 | 1.4 | 47.1 | 0.9 | 0.9 | 0 | 0 | 0.2 | 10.5 | 0.3 | 0.1 | 12
Sat, 31.03. 05:00 | 23.1 | 21.4 | 1.7 | 53.9 | 0.9 | 0.9 | 0 | 0 | 0.2 | 12.7 | 0.3 | 0.1 | 12
Sat, 31.03. 06:00 | 25.7 | 23.3 | 2.4 | 56.2 | 0.9 | 0.9 | 0 | 0 | 0.3 | 12.6 | 0.4 | 0.1 | 13
Sat, 31.03. 07:00 | 21.4 | 15.8 | 5.6 | 51.6 | 1 | 1 | 0 | 0 | 0.4 | 13.4 | 0.7 | 0.1 | 15
Sat, 31.03. 08:00 | 29.1 | 14.9 | 14.2 | 58.3 | 2 | 2 | 0 | 0 | 0.6 | 20.1 | 1.7 | 0.1 | 17
Sat, 31.03. 09:00 | 38.8 | 13 | 25.8 | 66.7 | 4.6 | 4.6 | 0 | 0 | 0.6 | 26 | 3.2 | 0.1 | 19
Sat, 31.03. 10:00 | 41.9 | 12.1 | 29.8 | 69.3 | 9.8 | 9.8 | 0 | 0 | 0.6 | 47.8 | 3.8 | 0.1 | 22
Sat, 31.03. 11:00 | 44 | 11.5 | 32.5 | 71.2 | 11.9 | 11.9 | 0 | 0 | 0.6 | 57.5 | 4.1 | 0.1 | 23
Sat, 31.03. 12:00 | 38 | 9.8 | 28.2 | 66 | 12.7 | 12.7 | 0 | 0 | 0.5 | 70.7 | 3.7 | 0.1 | 24
Sat, 31.03. 13:00 | 38.5 | 10.4 | 28.1 | 66.6 | 15.7 | 15.7 | 0 | 0 | 0.5 | 88.6 | 3.9 | 0.1 | 25
Sat, 31.03. 14:00 | 34.4 | 9.5 | 24.9 | 62.9 | 14.8 | 14.8 | 0 | 0 | 0.5 | 82.1 | 3.4 | 0.1 | 25
Sat, 31.03. 15:00 | 33.1 | 9.8 | 23.3 | 61.7 | 13.6 | 13.6 | 0 | 0 | 0.5 | 79.4 | 2.9 | 0.1 | 24
Sat, 31.03. 16:00 | 34.7 | 10.3 | 24.4 | 63.2 | 14.7 | 14.7 | 0 | 0 | 0.4 | 85.9 | 3.2 | 0.1 | 24
Sat, 31.03. 17:00 | 30.9 | 9.3 | 21.6 | 59.5 | 11.5 | 11.5 | 0 | 0 | 0.3 | 78.2 | 2.7 | 0.1 | 23
Sat, 31.03. 18:00 | 28.8 | 9.9 | 18.9 | 57.7 | 3.7 | 3.7 | 0 | 0 | 0.2 | 77.3 | 2.1 | 0.1 | 14.8
Sat, 31.03. 19:00 | 36.6 | 17.6 | 19 | 65.3 | 3.6 | 3.6 | 0 | 0 | 0.2 | 77 | 2.3 | 0.1 | 12.8
Sat, 31.03. 20:00 | 42.2 | 24.1 | 18.1 | 70.9 | 3.5 | 3.5 | 0 | 0 | 0.3 | 71.1 | 2.3 | 0.1 | 11.5
Sat, 31.03. 21:00 | 46.6 | 32.7 | 13.9 | 75.6 | 2.7 | 2.7 | 0 | 0 | 0.2 | 65.1 | 1.9 | 0.1 | 9.8
Sat, 31.03. 22:00 | 54.5 | 43 | 11.5 | 82.2 | 2.4 | 2.4 | 0 | 0 | 0.2 | 66 | 2 | 0.1 | 8.5
Sat, 31.03. 23:00 | 52.8 | 45.8 | 7 | 80.4 | 1.7 | 1.7 | 0 | 0 | 0.2 | 57.8 | 1.5 | 0.1 | 7.8
Sun, 01.04. 00:00 | 75.8 | 70.4 | 5.4 | 101.3 | 0 | 0 | 0 | 0 | 0.2 | 68.3 | 1.7 | 0.1 | 6.8
Sun, 01.04. 01:00 | 74.2 | 71.2 | 3 | 99.7 | 0 | 0 | 0 | 0 | 0.2 | 54.7 | 1.4 | 0.1 | 6.5
Sun, 01.04. 02:00 | 76.4 | 74.7 | 1.7 | 101.8 | 0 | 0 | 0 | 0 | 0.2 | 37.8 | 1.4 | 0.1 | 6.2
Sun, 01.04. 03:00 | 80.9 | 80.1 | 0.8 | 105.8 | 0 | 0 | 0 | 0 | 0.2 | 19 | 1.4 | 0.1 | 6
Sun, 01.04. 04:00 | 86.3 | 84.6 | 1.7 | 111 | 0 | 0 | 0 | 0 | 0.2 | 11.7 | 1.5 | 0.1 | 6.2
Sun, 01.04. 05:00 | 110.2 | 108.4 | 1.8 | 133 | 0 | 0 | 0 | 0 | 0.2 | 9.6 | 1.9 | 0.1 | 6.8
Sun, 01.04. 06:00 | 154.2 | 151.6 | 2.6 | 172.7 | 0 | 0 | 0 | 0 | 0.2 | 10.1 | 2.9 | 0.1 | 6
Sun, 01.04. 07:00 | 143.6 | 138.4 | 5.2 | 163.8 | 0 | 0 | 0 | 0 | 0.3 | 10.9 | 2.7 | 0.1 | 7
Sun, 01.04. 08:00 | 125.6 | 113.4 | 12.2 | 147.9 | 0 | 0 | 0 | 0 | 0.3 | 10.7 | 2.9 | 0.1 | 8
Sun, 01.04. 09:00 | 118.6 | 95.6 | 23 | 141.3 | 0 | 0 | 0 | 0 | 0.3 | 12.5 | 3.8 | 0.1 | 9
Sun, 01.04. 10:00 | 114.6 | 90.1 | 24.5 | 137.5 | 0 | 0 | 0 | 0 | 0.3 | 14.6 | 3.9 | 0.1 | 9
Sun, 01.04. 11:00 | 114.4 | 88.7 | 25.7 | 137.2 | 0 | 0 | 0 | 0 | 0.3 | 21.4 | 4 | 0.1 | 9
Sun, 01.04. 12:00 | 104.5 | 82.2 | 22.3 | 128.2 | 0 | 0 | 0 | 0 | 0.3 | 29.5 | 3.5 | 0.1 | 9
Sun, 01.04. 13:00 | 100.3 | 81.9 | 18.4 | 124.5 | 0 | 0 | 0 | 0 | 0.3 | 40.2 | 3 | 0.1 | 9
Sun, 01.04. 14:00 | 106.4 | 88.5 | 17.9 | 130.3 | 0 | 0 | 0 | 0 | 0.3 | 61.6 | 3 | 0.1 | 9
Sun, 01.04. 15:00 | 87.3 | 72.7 | 14.6 | 112.9 | 0 | 0 | 0 | 0 | 0.3 | 53.8 | 2.3 | 0.1 | 10
Sun, 01.04. 16:00 | 90.4 | 75.8 | 14.6 | 115.6 | 0 | 0 | 0 | 0 | 0.3 | 62.9 | 2.4 | 0.1 | 10
Sun, 01.04. 17:00 | 94.6 | 80.3 | 14.3 | 118.7 | 0 | 0 | 0 | 0 | 0.2 | 61.6 | 2.6 | 0.1 | 9
Sun, 01.04. 18:00 | 128.1 | 110 | 18.1 | 148.9 | 0 | 0 | 0 | 0 | 0.2 | 90 | 3.7 | 0.1 | 8
Sun, 01.04. 19:00 | 155.3 | 136.4 | 18.9 | 173 | 0 | 0 | 0 | 0 | 0.2 | 94.9 | 4.6 | 0.1 | 6
Sun, 01.04. 20:00 | 153.3 | 135.5 | 17.8 | 171 | 0 | 0 | 0 | 0 | 0.2 | 86.9 | 4.5 | 0.1 | 6
Sun, 01.04. 21:00 | 123.9 | 110.2 | 13.7 | 144.5 | 0 | 0 | 0 | 0 | 0.2 | 67 | 3.5 | 0.1 | 7
Sun, 01.04. 22:00 | 85.5 | 74.4 | 11.1 | 109.8 | 0 | 0 | 0 | 0 | 0.2 | 58.5 | 2.4 | 0.1 | 7
Sun, 01.04. 23:00 | 80.4 | 72.7 | 7.7 | 105.5 | 0 | 0 | 0 | 0 | 0.3 | 50.5 | 2 | 0.1 | 7
Mon, 02.04. 00:00 | 79.7 | 74.5 | 5.2 | 104.6 | 0 | 0 | 0 | 0 | 0.2 | 65.7 | 1.8 | 0.1 | 6
Mon, 02.04. 01:00 | 75.9 | 73.1 | 2.8 | 101.2 | 0 | 0 | 0 | 0 | 0.2 | 53.6 | 1.5 | 0.1 | 6
Mon, 02.04. 02:00 | 73.4 | 71.7 | 1.7 | 99 | 0 | 0 | 0 | 0 | 0.2 | 36.2 | 1.3 | 0.1 | 6
Mon, 02.04. 03:00 | 88.6 | 87.8 | 0.8 | 112.6 | 0 | 0 | 0 | 0 | 0.2 | 18.9 | 1.6 | 0.1 | 5
Mon, 02.04. 04:00 | 115.6 | 113.9 | 1.7 | 136.9 | 0 | 0 | 0 | 0 | 0.2 | 11.6 | 2.5 | 0.1 | 3
Mon, 02.04. 05:00 | 150.5 | 148.7 | 1.8 | 168.4 | 0 | 0 | 0 | 0 | 0.2 | 9.4 | 3.3 | 0.1 | 2
Mon, 02.04. 06:00 | 170.6 | 168 | 2.6 | 187 | 0 | 0 | 0 | 0 | 0.2 | 10.7 | 3.5 | 0.1 | 4
Mon, 02.04. 07:00 | 126.9 | 122.2 | 4.7 | 148 | 0 | 0 | 0 | 0 | 0.2 | 10 | 2.5 | 0.1 | 6
Mon, 02.04. 08:00 | 104.3 | 91.8 | 12.5 | 128.3 | 0 | 0 | 0 | 0 | 0.3 | 10.9 | 2.5 | 0.1 | 9
Mon, 02.04. 09:00 | 100.2 | 76.3 | 23.9 | 124.4 | 0 | 0 | 0 | 0 | 0.3 | 13 | 3.5 | 0.1 | 10
Mon, 02.04. 10:00 | 84.6 | 61.3 | 23.3 | 109.7 | 0 | 0 | 0 | 0 | 0.3 | 14 | 3.3 | 0.1 | 11
Mon, 02.04. 11:00 | 79.9 | 55.3 | 24.6 | 104.8 | 0 | 0 | 0 | 0 | 0.3 | 20.5 | 3.4 | 0.1 | 12
Mon, 02.04. 12:00 | 83.3 | 58.6 | 24.7 | 108 | 0 | 0 | 0 | 0 | 0.3 | 32.7 | 3.4 | 0.1 | 12
Mon, 02.04. 13:00 | 69.7 | 50.7 | 19 | 95.2 | 0 | 0 | 0 | 0 | 0.3 | 41.5 | 2.6 | 0.1 | 13
Mon, 02.04. 14:00 | 63.6 | 46.6 | 17 | 89.5 | 0 | 0 | 0 | 0 | 0.3 | 58.7 | 2.4 | 0.1 | 14
Mon, 02.04. 15:00 | 62.5 | 48.4 | 14.1 | 88.7 | 0 | 0 | 0 | 0 | 0.3 | 52.1 | 2 | 0.1 | 13
Mon, 02.04. 16:00 | 64.5 | 50.4 | 14.1 | 90.4 | 0 | 0 | 0 | 0 | 0.3 | 61.1 | 2.1 | 0.1 | 13
Mon, 02.04. 17:00 | 69.2 | 54.2 | 15 | 94.8 | 0 | 0 | 0 | 0 | 0.2 | 64.4 | 2.3 | 0.1 | 12
Mon, 02.04. 18:00 | 78.7 | 62.5 | 16.2 | 103.8 | 0 | 0 | 0 | 0 | 0.2 | 80.7 | 2.6 | 0.1 | 11
Mon, 02.04. 19:00 | 83.2 | 67 | 16.2 | 108.2 | 0 | 0 | 0 | 0 | 0.2 | 81.5 | 2.7 | 0.1 | 10
Mon, 02.04. 20:00 | 93.6 | 78 | 15.6 | 117.3 | 0 | 0 | 0 | 0 | 0.2 | 76.1 | 2.9 | 0.1 | 9
Mon, 02.04. 21:00 | 90.7 | 77.3 | 13.4 | 114.6 | 0 | 0 | 0 | 0 | 0.2 | 65.7 | 2.6 | 0.1 | 9
Mon, 02.04. 22:00 | 55.5 | 45.3 | 10.2 | 82.9 | 0 | 0 | 0 | 0 | 0.2 | 54.6 | 1.7 | 0.1 | 9
Mon, 02.04. 23:00 | 48.5 | 41.6 | 6.9 | 76.8 | 0 | 0 | 0 | 0 | 0.2 | 45.5 | 1.2 | 0.1 | 9
Tue, 03.04. 00:00 | 54.1 | 49.2 | 4.9 | 82 | 0 | 0 | 0 | 0 | 0.2 | 38.2 | 1.1 | 0.1 | 8
Tue, 03.04. 01:00 | 46.5 | 44.2 | 2.3 | 74.9 | 0 | 0 | 0 | 0 | 0.2 | 17.5 | 0.8 | 0.1 | 8
Tue, 03.04. 02:00 | 47.5 | 46.8 | 0.7 | 76.1 | 0 | 0 | 0 | 0 | 0.2 | 10.4 | 0.6 | 0.1 | 8
Tue, 03.04. 03:00 | 47.8 | 47.1 | 0.7 | 76.3 | 0 | 0 | 0 | 0 | 0.2 | 8.9 | 0.6 | 0.1 | 8
Tue, 03.04. 04:00 | 54.6 | 52.1 | 2.5 | 82.7 | 0 | 0 | 0 | 0 | 0.2 | 11.9 | 0.9 | 0.1 | 8
Tue, 03.04. 05:00 | 66.5 | 59.2 | 7.3 | 93.7 | 0 | 0 | 0 | 0 | 0.2 | 21.5 | 1.4 | 0.1 | 8
Tue, 03.04. 06:00 | 105.7 | 84.2 | 21.5 | 129.2 | 0 | 0 | 0 | 0 | 0.3 | 42.2 | 3.5 | 0.1 | 7
Tue, 03.04. 07:00 | 98.8 | 74.7 | 24.1 | 123.6 | 0 | 0 | 0 | 0 | 1 | 52.2 | 3.3 | 0.1 | 8
Tue, 03.04. 08:00 | 77.2 | 51.9 | 25.3 | 104.9 | 0 | 0 | 0 | 0 | 1.9 | 53.8 | 2.5 | 0.1 | 10
Tue, 03.04. 09:00 | 72.5 | 45.8 | 26.7 | 100.5 | 0.1 | 0.1 | 0 | 0 | 2.3 | 48.4 | 2.1 | 0.1 | 11
Tue, 03.04. 10:00 | 63.5 | 36.5 | 27 | 91.8 | 0.1 | 0.1 | 0 | 0 | 2.2 | 39 | 1.8 | 0.1 | 12
Tue, 03.04. 11:00 | 61 | 31.5 | 29.5 | 89.5 | 0.1 | 0.1 | 0 | 0 | 2.1 | 42.7 | 1.7 | 0.1 | 13
Tue, 03.04. 12:00 | 52.3 | 24.5 | 27.8 | 80.9 | 0.1 | 0.1 | 0 | 0 | 1.8 | 44.2 | 1.5 | 0.1 | 14
Tue, 03.04. 13:00 | 50.4 | 22.1 | 28.3 | 78.8 | 0.1 | 0.1 | 0 | 0 | 1.7 | 56.8 | 1.5 | 0.1 | 15
Tue, 03.04. 14:00 | 47.1 | 21.8 | 25.3 | 75.7 | 0.3 | 0.3 | 0 | 0 | 1.7 | 67.6 | 1.5 | 0.1 | 16
Tue, 03.04. 15:00 | 43.1 | 20.3 | 22.8 | 71.9 | 0.3 | 0.3 | 0 | 0 | 1.5 | 79.3 | 1.3 | 0.1 | 16
Tue, 03.04. 16:00 | 39 | 18.5 | 20.5 | 67.7 | 0.3 | 0.3 | 0 | 0 | 1.2 | 102.6 | 1.4 | 0.1 | 16
Tue, 03.04. 17:00 | 47.2 | 21.5 | 25.7 | 75.1 | 0.1 | 0.1 | 0 | 0 | 0.9 | 146 | 2 | 0.1 | 15
Tue, 03.04. 18:00 | 43.7 | 20.7 | 23 | 71.4 | 0.1 | 0.1 | 0 | 0 | 0.5 | 140.5 | 2.1 | 0.1 | 15
Tue, 03.04. 19:00 | 53.2 | 29 | 24.2 | 80.4 | 0 | 0 | 0 | 0 | 0.3 | 132.2 | 2.7 | 0.1 | 13
Tue, 03.04. 20:00 | 46.9 | 24 | 22.9 | 74.1 | 0 | 0 | 0 | 0 | 0.3 | 103.2 | 2.7 | 0.1 | 14
Tue, 03.04. 21:00 | 42.6 | 20.2 | 22.4 | 69.6 | 0 | 0 | 0 | 0 | 0.3 | 94.1 | 2.7 | 0.1 | 15
Tue, 03.04. 22:00 | 22.1 | 10.2 | 11.9 | 51.2 | 0 | 0 | 0 | 0 | 0.3 | 79.6 | 1.5 | 0.1 | 14
Tue, 03.04. 23:00 | 15.4 | 8.2 | 7.2 | 45.2 | 0 | 0 | 0 | 0 | 0.2 | 68.4 | 0.9 | 0.1 | 14
Wed, 04.04. 00:00 | 12.4 | 7.8 | 4.6 | 42.7 | 0.5 | 0.5 | 0 | 0 | 0.2 | 36 | 0.6 | 0.1 | 13
Wed, 04.04. 01:00 | 6.9 | 4.4 | 2.5 | 37.4 | 0.4 | 0.4 | 0 | 0 | 0.2 | 19 | 0.3 | 0.1 | 14
Wed, 04.04. 02:00 | 8.1 | 7.4 | 0.7 | 38.9 | 0.3 | 0.3 | 0 | 0 | 0.2 | 9.8 | 0.1 | 0.1 | 13
Wed, 04.04. 03:00 | 8.8 | 8.1 | 0.7 | 39.6 | 0.3 | 0.3 | 0 | 0 | 0.2 | 9.1 | 0.1 | 0.1 | 13
Wed, 04.04. 04:00 | 11.4 | 8.9 | 2.5 | 41.9 | 0.3 | 0.3 | 0 | 0 | 0.2 | 11.9 | 0.3 | 0.1 | 13
Wed, 04.04. 05:00 | 18.9 | 11.1 | 7.8 | 49 | 0.3 | 0.3 | 0 | 0 | 0.3 | 23.3 | 0.9 | 0.1 | 13
Wed, 04.04. 06:00 | 32.7 | 12.1 | 20.6 | 61.3 | 0.3 | 0.3 | 0 | 0 | 0.3 | 40.5 | 2.3 | 0.1 | 13
Wed, 04.04. 07:00 | 36.2 | 12.5 | 23.7 | 64.7 | 0.4 | 0.4 | 0 | 0 | 1 | 51.6 | 2.5 | 0.1 | 13
Wed, 04.04. 08:00 | 35.9 | 11.9 | 24 | 64.6 | 0.7 | 0.7 | 0 | 0 | 1.8 | 51.2 | 2.2 | 0.1 | 13
Wed, 04.04. 09:00 | 28.2 | 6.9 | 21.3 | 57.5 | 1 | 1 | 0 | 0 | 1.8 | 38.6 | 1.6 | 0.1 | 14
Wed, 04.04. 10:00 | 30.6 | 4.2 | 26.4 | 59.7 | 1.8 | 1.8 | 0 | 0 | 2.2 | 38.2 | 1.8 | 0.1 | 17
Wed, 04.04. 11:00 | 33.1 | 4 | 29.1 | 62.2 | 2.2 | 2.2 | 0 | 0 | 2.1 | 42.2 | 1.7 | 0.1 | 18
Wed, 04.04. 12:00 | 31.7 | 3.6 | 28.1 | 60.8 | 3.7 | 3.7 | 0 | 0 | 1.8 | 44.6 | 1.7 | 0.1 | 19
Wed, 04.04. 13:00 | 33.2 | 3.9 | 29.3 | 62.2 | 5.8 | 5.8 | 0 | 0 | 1.8 | 59 | 1.9 | 0.1 | 20
Wed, 04.04. 14:00 | 26.8 | 3.4 | 23.4 | 56 | 5.3 | 5.3 | 0 | 0 | 1.6 | 62.5 | 1.6 | 0.1 | 20
Wed, 04.04. 15:00 | 26.5 | 3.4 | 23.1 | 55.7 | 4 | 4 | 0 | 0 | 1.5 | 80.1 | 1.5 | 0.1 | 19
Wed, 04.04. 16:00 | 23.7 | 3 | 20.7 | 52.8 | 5.1 | 5.1 | 0 | 0 | 1.2 | 103.7 | 1.6 | 0.1 | 20
Wed, 04.04. 17:00 | 27.1 | 3.1 | 24 | 55.8 | 3.9 | 3.9 | 0 | 0 | 0.8 | 136.8 | 2 | 0.1 | 19
Wed, 04.04. 18:00 | 24.9 | 3 | 21.9 | 53.7 | 3.5 | 3.5 | 0 | 0 | 0.4 | 133.6 | 2.1 | 0.1 | 19
Wed, 04.04. 19:00 | 27.2 | 3.3 | 23.9 | 55.3 | 2 | 2 | 0 | 0 | 0.3 | 130.9 | 2.6 | 0.1 | 18
Wed, 04.04. 20:00 | 28.7 | 3.6 | 25.1 | 56.5 | 1.3 | 1.3 | 0 | 0 | 0.3 | 112.8 | 2.8 | 0.1 | 16
Wed, 04.04. 21:00 | 29.8 | 7.1 | 22.7 | 57.9 | 0.8 | 0.8 | 0 | 0 | 0.3 | 95.1 | 2.6 | 0.1 | 14
Wed, 04.04. 22:00 | 13.2 | 1.2 | 12 | 42.4 | 0.7 | 0.7 | 0 | 0 | 0.3 | 80.4 | 1.5 | 0.1 | 15
Wed, 04.04. 23:00 | 11.1 | 4.3 | 6.8 | 41 | 0.5 | 0.5 | 0 | 0 | 0.2 | 65.1 | 0.9 | 0.1 | 14
Thu, 05.04. 00:00 | 8.8 | 4.6 | 4.2 | 39 | 0 | 0 | 0 | 0 | 0.2 | 33.5 | 0.5 | 0.1 | 14
Thu, 05.04. 01:00 | 7.9 | 5.3 | 2.6 | 38.3 | 0 | 0 | 0 | 0 | 0.2 | 19.8 | 0.3 | 0.1 | 14
Thu, 05.04. 02:00 | 8.9 | 8.2 | 0.7 | 39.6 | 0 | 0 | 0 | 0 | 0.2 | 9.8 | 0.1 | 0.1 | 13
Thu, 05.04. 03:00 | 9.7 | 9 | 0.7 | 40.3 | 0 | 0 | 0 | 0 | 0.2 | 9.1 | 0.1 | 0.1 | 13
Thu, 05.04. 04:00 | 13.2 | 10.7 | 2.5 | 43.6 | 0 | 0 | 0 | 0 | 0.2 | 12 | 0.3 | 0.1 | 13
Thu, 05.04. 05:00 | 22 | 14.3 | 7.7 | 51.9 | 0 | 0 | 0 | 0 | 0.3 | 22.9 | 0.9 | 0.1 | 13
Thu, 05.04. 06:00 | 35.4 | 14.1 | 21.3 | 63.5 | 0 | 0 | 0 | 0 | 0.3 | 41.8 | 2.4 | 0.1 | 14
Thu, 05.04. 07:00 | 33.2 | 10.5 | 22.7 | 61.4 | 0.2 | 0.2 | 0 | 0 | 0.9 | 49.5 | 2.4 | 0.1 | 16
Thu, 05.04. 08:00 | 35.6 | 10.5 | 25.1 | 63.9 | 0.3 | 0.3 | 0 | 0 | 1.9 | 53.8 | 2.3 | 0.1 | 16
Thu, 05.04. 09:00 | 31.9 | 8.7 | 23.2 | 60.7 | 0.3 | 0.3 | 0 | 0 | 2 | 42.2 | 1.7 | 0.1 | 16
Thu, 05.04. 10:00 | 41.4 | 15.5 | 25.9 | 70.6 | 0.2 | 0.2 | 0 | 0 | 2.1 | 37.4 | 1.6 | 0.1 | 13
Thu, 05.04. 11:00 | 36.7 | 8.1 | 28.6 | 65.8 | 0.2 | 0.2 | 0 | 0 | 2.1 | 41.4 | 1.5 | 0.1 | 15
Thu, 05.04. 12:00 | 41.1 | 11.4 | 29.7 | 70.3 | 0.2 | 0.2 | 0 | 0 | 1.9 | 47.4 | 1.5 | 0.1 | 14
Thu, 05.04. 13:00 | 34.4 | 7.3 | 27.1 | 63.6 | 0.2 | 0.2 | 0 | 0 | 1.7 | 54.7 | 1.3 | 0.1 | 15
Thu, 05.04. 14:00 | 30.3 | 6.9 | 23.4 | 59.6 | 0.4 | 0.4 | 0 | 0 | 1.6 | 62.5 | 1.2 | 0.1 | 16
Thu, 05.04. 15:00 | 29.6 | 6.8 | 22.8 | 58.8 | 0.6 | 0.6 | 0 | 0 | 1.5 | 79.3 | 1.2 | 0.1 | 17
Thu, 05.04. 16:00 | 28.7 | 6.5 | 22.2 | 57.9 | 0.4 | 0.4 | 0 | 0 | 1.3 | 111.3 | 1.3 | 0.1 | 16
Thu, 05.04. 17:00 | 29.2 | 6.1 | 23.1 | 57.9 | 0.4 | 0.4 | 0 | 0 | 0.8 | 131.4 | 1.7 | 0.1 | 16
Thu, 05.04. 18:00 | 35.4 | 10.8 | 24.6 | 63.9 | 0.2 | 0.2 | 0 | 0 | 0.5 | 150.2 | 2 | 0.1 | 14
Thu, 05.04. 19:00 | 43.3 | 18.3 | 25 | 71.5 | 0.1 | 0.1 | 0 | 0 | 0.4 | 137.5 | 2.6 | 0.1 | 12
Thu, 05.04. 20:00 | 48.2 | 26 | 22.2 | 76.5 | 0.1 | 0.1 | 0 | 0 | 0.3 | 100 | 2.4 | 0.1 | 10
Thu, 05.04. 21:00 | 46.4 | 25.8 | 20.6 | 74.8 | 0 | 0 | 0 | 0 | 0.3 | 86.8 | 2.3 | 0.1 | 10
Thu, 05.04. 22:00 | 35 | 23.4 | 11.6 | 64.3 | 0 | 0 | 0 | 0 | 0.3 | 78.1 | 1.4 | 0.1 | 10
Thu, 05.04. 23:00 | 23.3 | 16.7 | 6.6 | 53.2 | 0 | 0 | 0 | 0 | 0.2 | 63.7 | 0.8 | 0.1 | 11
Fri, 06.04. 00:00 | 25.6 | 20.7 | 4.9 | 55.7 | 0 | 0 | 0 | 0 | 0.2 | 37.5 | 0.6 | 0.1 | 11
Fri, 06.04. 01:00 | 23.9 | 21.3 | 2.6 | 54.2 | 0 | 0 | 0 | 0 | 0.2 | 19.6 | 0.3 | 0.1 | 11
Fri, 06.04. 02:00 | 16.6 | 15.8 | 0.8 | 47 | 0 | 0 | 0 | 0 | 0.2 | 10.7 | 0.1 | 0.1 | 12
Fri, 06.04. 03:00 | 22.8 | 22 | 0.8 | 53.3 | 0 | 0 | 0 | 0 | 0.2 | 9.4 | 0.1 | 0.1 | 11
Fri, 06.04. 04:00 | 25.4 | 23.1 | 2.3 | 55.7 | 0 | 0 | 0 | 0 | 0.2 | 10.5 | 0.3 | 0.1 | 11
Fri, 06.04. 05:00 | 43.7 | 36.3 | 7.4 | 73.2 | 0 | 0 | 0 | 0 | 0.2 | 22.2 | 0.9 | 0.1 | 11
Fri, 06.04. 06:00 | 67.4 | 46.6 | 20.8 | 95.3 | 0 | 0 | 0 | 0 | 0.3 | 40.9 | 2.4 | 0.1 | 11
Fri, 06.04. 07:00 | 73.4 | 49.4 | 24 | 101.1 | 0 | 0 | 0 | 0 | 1 | 52.2 | 2.5 | 0.1 | 11
Fri, 06.04. 08:00 | 64.8 | 42.6 | 22.2 | 93.2 | 0 | 0 | 0 | 0 | 1.7 | 47.5 | 2 | 0.1 | 11
Fri, 06.04. 09:00 | 67.1 | 42.9 | 24.2 | 95.6 | 0 | 0 | 0 | 0 | 2.1 | 44 | 1.8 | 0.1 | 11
Fri, 06.04. 10:00 | 62.8 | 36.7 | 26.1 | 91.5 | 0 | 0 | 0 | 0 | 2.1 | 37.8 | 1.7 | 0.1 | 12
Fri, 06.04. 11:00 | 70.3 | 41.3 | 29 | 99.2 | 0 | 0 | 0 | 0 | 2.1 | 42.2 | 1.6 | 0.1 | 11
Fri, 06.04. 12:00 | 65.6 | 35.4 | 30.2 | 94.4 | 0 | 0 | 0 | 0 | 1.9 | 48.3 | 1.5 | 0.1 | 12
Fri, 06.04. 13:00 | 55.1 | 30.3 | 24.8 | 84.2 | 0 | 0 | 0 | 0 | 1.5 | 50.3 | 1.2 | 0.1 | 12
Fri, 06.04. 14:00 | 59.9 | 34.4 | 25.5 | 88.9 | 0 | 0 | 0 | 0 | 1.7 | 68.2 | 1.4 | 0.1 | 12
Fri, 06.04. 15:00 | 60.7 | 37.5 | 23.2 | 89.8 | 0 | 0 | 0 | 0 | 1.5 | 80.9 | 1.2 | 0.1 | 11
Fri, 06.04. 16:00 | 55.2 | 34.4 | 20.8 | 84.2 | 0 | 0 | 0 | 0 | 1.2 | 104.8 | 1.3 | 0.1 | 11
Fri, 06.04. 17:00 | 55.2 | 31.2 | 24 | 83.6 | 0 | 0 | 0 | 0 | 0.8 | 136.8 | 1.8 | 0.1 | 12
Fri, 06.04. 18:00 | 60 | 36.8 | 23.2 | 88.2 | 0 | 0 | 0 | 0 | 0.5 | 141.9 | 2 | 0.1 | 11
Fri, 06.04. 19:00 | 74.6 | 51.5 | 23.1 | 101.3 | 0 | 0 | 0 | 0 | 0.3 | 127 | 2.7 | 0.1 | 9
Fri, 06.04. 20:00 | 75.7 | 52.3 | 23.4 | 102.1 | 0 | 0 | 0 | 0 | 0.3 | 105.3 | 2.9 | 0.1 | 9
Fri, 06.04. 21:00 | 74.5 | 52.4 | 22.1 | 100.9 | 0 | 0 | 0 | 0 | 0.3 | 93.2 | 2.8 | 0.1 | 9
Fri, 06.04. 22:00 | 49.5 | 38.2 | 11.3 | 77.4 | 0 | 0 | 0 | 0 | 0.2 | 76.5 | 1.6 | 0.1 | 9
Fri, 06.04. 23:00 | 56 | 49 | 7 | 83.2 | 0 | 0 | 0 | 0 | 0.2 | 68.4 | 1.4 | 0.1 | 8
Sat, 07.04. 00:00 | 63.6 | 58.6 | 5 | 89.8 | 0 | 0 | 0 | 0 | 0.2 | 53 | 1.4 | 0.1 | 7
Sat, 07.04. 01:00 | 66.1 | 63 | 3.1 | 92.3 | 0 | 0 | 0 | 0 | 0.2 | 32.5 | 1.3 | 0.1 | 7
Sat, 07.04. 02:00 | 59.8 | 58.1 | 1.7 | 86.5 | 0 | 0 | 0 | 0 | 0.2 | 19.2 | 1 | 0.1 | 7
Sat, 07.04. 03:00 | 52.2 | 51.4 | 0.8 | 79.9 | 0 | 0 | 0 | 0 | 0.2 | 12.1 | 0.7 | 0.1 | 8
Sat, 07.04. 04:00 | 67 | 65.6 | 1.4 | 93.4 | 0 | 0 | 0 | 0 | 0.2 | 10.7 | 1.1 | 0.1 | 7
Sat, 07.04. 05:00 | 78.1 | 76.4 | 1.7 | 104.3 | 0 | 0 | 0 | 0 | 0.2 | 13.1 | 1 | 0.1 | 8
Sat, 07.04. 06:00 | 88.9 | 86.6 | 2.3 | 114.4 | 0 | 0 | 0 | 0 | 0.2 | 11.9 | 1.2 | 0.1 | 8
Sat, 07.04. 07:00 | 100.3 | 94.5 | 5.8 | 125.3 | 0 | 0 | 0 | 0 | 0.4 | 14.2 | 1.6 | 0.1 | 8
Sat, 07.04. 08:00 | 90.4 | 76.6 | 13.8 | 116.4 | 0 | 0 | 0 | 0 | 0.6 | 19.7 | 2.1 | 0.1 | 9
Sat, 07.04. 09:00 | 83.6 | 57.1 | 26.5 | 109.7 | 0 | 0 | 0 | 0 | 0.6 | 27 | 3.1 | 0.1 | 11
Sat, 07.04. 10:00 | 70.1 | 41.8 | 28.3 | 96.1 | 0 | 0 | 0 | 0 | 0.6 | 45.9 | 3.1 | 0.1 | 13
Sat, 07.04. 11:00 | 75 | 43.8 | 31.2 | 101 | 0 | 0 | 0 | 0 | 0.6 | 55.8 | 3.2 | 0.1 | 12
Sat, 07.04. 12:00 | 70.8 | 39.8 | 31 | 97.2 | 0 | 0 | 0 | 0 | 0.6 | 78.4 | 2.9 | 0.1 | 13
Sat, 07.04. 13:00 | 68.3 | 39.6 | 28.7 | 95 | 0 | 0 | 0 | 0 | 0.5 | 91.3 | 2.4 | 0.1 | 13
Sat, 07.04. 14:00 | 60.1 | 34 | 26.1 | 87.2 | 0 | 0 | 0 | 0 | 0.5 | 87.2 | 2.1 | 0.1 | 14
Sat, 07.04. 15:00 | 56.5 | 33.3 | 23.2 | 84 | 0 | 0 | 0 | 0 | 0.4 | 80.2 | 1.8 | 0.1 | 14
Sat, 07.04. 16:00 | 61.3 | 37.9 | 23.4 | 88.7 | 0 | 0 | 0 | 0 | 0.4 | 83.5 | 1.9 | 0.1 | 13
Sat, 07.04. 17:00 | 66.4 | 42.7 | 23.7 | 93.4 | 0 | 0 | 0 | 0 | 0.3 | 86.6 | 2.1 | 0.1 | 12
Sat, 07.04. 18:00 | 66.6 | 44.8 | 21.8 | 93.3 | 0 | 0 | 0 | 0 | 0.3 | 90.3 | 2.3 | 0.1 | 12
Sat, 07.04. 19:00 | 76.1 | 55.7 | 20.4 | 102.5 | 0 | 0 | 0 | 0 | 0.3 | 83.6 | 2.4 | 0.1 | 10
Sat, 07.04. 20:00 | 74.4 | 55.9 | 18.5 | 100.9 | 0 | 0 | 0 | 0 | 0.3 | 73.3 | 2.4 | 0.1 | 10
Sat, 07.04. 21:00 | 77.8 | 63.7 | 14.1 | 103.5 | 0 | 0 | 0 | 0 | 0.2 | 67.1 | 2.2 | 0.1 | 9
Sat, 07.04. 22:00 | 61.2 | 50.9 | 10.3 | 87.7 | 0 | 0 | 0 | 0 | 0.2 | 60.4 | 1.8 | 0.1 | 8
Sat, 07.04. 23:00 | 69.6 | 62.2 | 7.4 | 95.1 | 0 | 0 | 0 | 0 | 0.2 | 61.3 | 1.8 | 0.1 | 7
Sun, 08.04. 00:00 | 70 | 65 | 5 | 95.5 | 0 | 0 | 0 | 0 | 0.2 | 64.4 | 1.6 | 0.1 | 7
Sun, 08.04. 01:00 | 77.3 | 74.5 | 2.8 | 102 | 0 | 0 | 0 | 0 | 0.2 | 52.5 | 1.6 | 0.1 | 6
Sun, 08.04. 02:00 | 81 | 79.3 | 1.7 | 105.5 | 0 | 0 | 0 | 0 | 0.2 | 38.5 | 1.5 | 0.1 | 6
Sun, 08.04. 03:00 | 87.5 | 86.8 | 0.7 | 111.1 | 0 | 0 | 0 | 0 | 0.2 | 17.9 | 1.6 | 0.1 | 5
Sun, 08.04. 04:00 | 110.9 | 109.1 | 1.8 | 132.7 | 0 | 0 | 0 | 0 | 0.2 | 12.9 | 2.1 | 0.1 | 5
Sun, 08.04. 05:00 | 140.5 | 138.6 | 1.9 | 159.5 | 0 | 0 | 0 | 0 | 0.2 | 10.1 | 2.7 | 0.1 | 5
Sun, 08.04. 06:00 | 163.9 | 161.3 | 2.6 | 180.7 | 0 | 0 | 0 | 0 | 0.2 | 10.3 | 3.1 | 0.1 | 6
Sun, 08.04. 07:00 | 151.2 | 146 | 5.2 | 170.1 | 0 | 0 | 0 | 0 | 0.2 | 11.1 | 2.9 | 0.1 | 7
Sun, 08.04. 08:00 | 141.4 | 128.3 | 13.1 | 161.6 | 0 | 0 | 0 | 0 | 0.3 | 11.6 | 3.3 | 0.1 | 8
Sun, 08.04. 09:00 | 135 | 112.1 | 22.9 | 155.2 | 0 | 0 | 0 | 0 | 0.3 | 12.6 | 4.2 | 0.1 | 8
Sun, 08.04. 10:00 | 112.4 | 87.2 | 25.2 | 135 | 0 | 0 | 0 | 0 | 0.3 | 15.2 | 3.8 | 0.1 | 10
Sun, 08.04. 11:00 | 106.5 | 81.4 | 25.1 | 129.6 | 0 | 0 | 0 | 0 | 0.3 | 21.2 | 3.7 | 0.1 | 10
Sun, 08.04. 12:00 | 101.9 | 78.9 | 23 | 125.4 | 0 | 0 | 0 | 0 | 0.3 | 30.8 | 3.4 | 0.1 | 10
Sun, 08.04. 13:00 | 93.2 | 74 | 19.2 | 117.1 | 0 | 0 | 0 | 0 | 0.3 | 42.3 | 2.9 | 0.1 | 11
Sun, 08.04. 14:00 | 90.4 | 74.1 | 16.3 | 115 | 0 | 0 | 0 | 0 | 0.3 | 56.3 | 2.5 | 0.1 | 10
Sun, 08.04. 15:00 | 93.9 | 79 | 14.9 | 118.3 | 0 | 0 | 0 | 0 | 0.3 | 55.5 | 2.5 | 0.1 | 10
Sun, 08.04. 16:00 | 90.5 | 76.7 | 13.8 | 114.9 | 0 | 0 | 0 | 0 | 0.3 | 60.4 | 2.4 | 0.1 | 10
Sun, 08.04. 17:00 | 114.4 | 99.4 | 15 | 135.9 | 0 | 0 | 0 | 0 | 0.2 | 65.1 | 3.1 | 0.1 | 8
Sun, 08.04. 18:00 | 141.9 | 124.4 | 17.5 | 160.4 | 0 | 0 | 0 | 0 | 0.2 | 88.3 | 4.1 | 0.1 | 7
Sun, 08.04. 19:00 | 127.7 | 111.7 | 16 | 147.3 | 0 | 0 | 0 | 0 | 0.2 | 81.5 | 3.7 | 0.1 | 7
Sun, 08.04. 20:00 | 147.6 | 131.3 | 16.3 | 165 | 0 | 0 | 0 | 0 | 0.2 | 81.1 | 4.3 | 0.1 | 6
Sun, 08.04. 21:00 | 141.8 | 129 | 12.8 | 159.4 | 0 | 0 | 0 | 0 | 0.2 | 63.6 | 4 | 0.1 | 5
Sun, 08.04. 22:00 | 93.2 | 82.9 | 10.3 | 116.1 | 0 | 0 | 0 | 0 | 0.2 | 55.7 | 2.6 | 0.1 | 6
Sun, 08.04. 23:00 | 104.6 | 97.8 | 6.8 | 126.1 | 0 | 0 | 0 | 0 | 0.2 | 45 | 2.7 | 0.1 | 4
Mon, 09.04. 00:00 | 102.5 | 97.9 | 4.6 | 124.5 | 0 | 0 | 0 | 0 | 0.2 | 36 | 2.4 | 0.1 | 4
Mon, 09.04. 01:00 | 101.6 | 99.2 | 2.4 | 123.8 | 0 | 0 | 0 | 0 | 0.2 | 18.6 | 2.2 | 0.1 | 4
Mon, 09.04. 02:00 | 116.5 | 115.7 | 0.8 | 137.2 | 0 | 0 | 0 | 0 | 0.2 | 10.9 | 2.4 | 0.1 | 3
Mon, 09.04. 03:00 | 100.9 | 100.2 | 0.7 | 123.3 | 0 | 0 | 0 | 0 | 0.2 | 8.9 | 2 | 0.1 | 4
Mon, 09.04. 04:00 | 116.5 | 114 | 2.5 | 137.9 | 0 | 0 | 0 | 0 | 0.2 | 11.9 | 2.4 | 0.1 | 4
Mon, 09.04. 05:00 | 151.7 | 143.7 | 8 | 170.3 | 0 | 0 | 0 | 0 | 0.3 | 24 | 3.3 | 0.1 | 5
Mon, 09.04. 06:00 | 181 | 159.7 | 21.3 | 196.9 | 0 | 0 | 0 | 0 | 0.3 | 42.2 | 5 | 0.1 | 6
Mon, 09.04. 07:00 | 178.3 | 154.2 | 24.1 | 195.8 | 0 | 0 | 0 | 0 | 1 | 52.7 | 4.7 | 0.1 | 7
Mon, 09.04. 08:00 | 161.7 | 136.7 | 25 | 181.9 | 0 | 0 | 0 | 0 | 1.9 | 53.8 | 3.8 | 0.1 | 8
Mon, 09.04. 09:00 | 149.7 | 124.9 | 24.8 | 171.1 | 0 | 0 | 0 | 0 | 2.1 | 45.3 | 3.3 | 0.1 | 8
Mon, 09.04. 10:00 | 148.5 | 121.8 | 26.7 | 170 | 0 | 0 | 0 | 0 | 2.2 | 39 | 3.1 | 0.1 | 8
Mon, 09.04. 11:00 | 131.7 | 105.6 | 26.1 | 154.5 | 0 | 0 | 0 | 0 | 1.9 | 38.2 | 2.6 | 0.1 | 8
Mon, 09.04. 12:00 | 116.6 | 88 | 28.6 | 141.6 | 0 | 0 | 0 | 0 | 1.8 | 46 | 2.2 | 0.1 | 10
Mon, 09.04. 13:00 | 111.7 | 85.2 | 26.5 | 136.8 | 0 | 0 | 0 | 0 | 1.6 | 54.1 | 2.1 | 0.1 | 10
Mon, 09.04. 14:00 | 98.5 | 75.8 | 22.7 | 124 | 0 | 0 | 0 | 0 | 1.5 | 61.2 | 1.9 | 0.1 | 11
Mon, 09.04. 15:00 | 90.4 | 69.1 | 21.3 | 115.8 | 0 | 0 | 0 | 0 | 1.4 | 74.5 | 1.8 | 0.1 | 12
Mon, 09.04. 16:00 | 103.2 | 80.7 | 22.5 | 127.8 | 0 | 0 | 0 | 0 | 1.3 | 113.5 | 2.2 | 0.1 | 11
Mon, 09.04. 17:00 | 101.4 | 78.3 | 23.1 | 125.4 | 0 | 0 | 0 | 0 | 0.8 | 132.8 | 2.5 | 0.1 | 11
Mon, 09.04. 18:00 | 124.4 | 103 | 21.4 | 145.7 | 0 | 0 | 0 | 0 | 0.4 | 132.1 | 3.2 | 0.1 | 8
Mon, 09.04. 19:00 | 156 | 132.5 | 23.5 | 173.3 | 0 | 0 | 0 | 0 | 0.3 | 129.6 | 4.7 | 0.1 | 6
Mon, 09.04. 20:00 | 163.7 | 140.8 | 22.9 | 179.9 | 0 | 0 | 0 | 0 | 0.3 | 104.2 | 5.1 | 0.1 | 5
Mon, 09.04. 21:00 | 158.3 | 137 | 21.3 | 174.7 | 0 | 0 | 0 | 0 | 0.3 | 90.5 | 5 | 0.1 | 5
Mon, 09.04. 22:00 | 117.8 | 106.3 | 11.5 | 137.9 | 0 | 0 | 0 | 0 | 0.2 | 77.3 | 3.4 | 0.1 | 4
Mon, 09.04. 23:00 | 108.1 | 101.2 | 6.9 | 129.3 | 0 | 0 | 0 | 0 | 0.2 | 67.1 | 2.8 | 0.1 | 4
Tue, 10.04. 00:00 | 115.1 | 110.6 | 4.5 | 135.3 | 0 | 0 | 0 | 0 | 0.2 | 34.9 | 2.9 | 0.1 | 2
Tue, 10.04. 01:00 | 93.9 | 91.6 | 2.3 | 116.6 | 0 | 0 | 0 | 0 | 0.2 | 18.3 | 2 | 0.1 | 4
Tue, 10.04. 02:00 | 97.7 | 96.9 | 0.8 | 120.2 | 0 | 0 | 0 | 0 | 0.2 | 10.8 | 1.9 | 0.1 | 4
Tue, 10.04. 03:00 | 97.9 | 97.1 | 0.8 | 120.3 | 0 | 0 | 0 | 0 | 0.2 | 9.3 | 1.9 | 0.1 | 4
Tue, 10.04. 04:00 | 97.1 | 94.4 | 2.7 | 120.3 | 0 | 0 | 0 | 0 | 0.2 | 12.3 | 1.9 | 0.1 | 5
Tue, 10.04. 05:00 | 115.8 | 108.3 | 7.5 | 137.3 | 0 | 0 | 0 | 0 | 0.2 | 22.6 | 2.7 | 0.1 | 5
Tue, 10.04. 06:00 | 131 | 110.8 | 20.2 | 151 | 0 | 0 | 0 | 0 | 0.3 | 40 | 4 | 0.1 | 6
Tue, 10.04. 07:00 | 130.3 | 104.6 | 25.7 | 151.7 | 0 | 0 | 0 | 0 | 1 | 56.4 | 3.9 | 0.1 | 8
Tue, 10.04. 08:00 | 93.3 | 69.3 | 24 | 119 | 0 | 0 | 0 | 0 | 1.8 | 51.7 | 2.7 | 0.1 | 10
Tue, 10.04. 09:00 | 78.7 | 54.4 | 24.3 | 104.9 | 0 | 0 | 0 | 0 | 2.1 | 44.4 | 2.2 | 0.1 | 12
Tue, 10.04. 10:00 | 70.4 | 45.8 | 24.6 | 97.2 | 0 | 0 | 0 | 0 | 2 | 36 | 1.9 | 0.1 | 13
Tue, 10.04. 11:00 | 69.5 | 41.8 | 27.7 | 96.2 | 0 | 0 | 0 | 0 | 2 | 40.6 | 1.8 | 0.1 | 14
Tue, 10.04. 12:00 | 62 | 34.8 | 27.2 | 88.9 | 0 | 0 | 0 | 0 | 1.7 | 43.7 | 1.6 | 0.1 | 15
Tue, 10.04. 13:00 | 62.3 | 35.5 | 26.8 | 89.2 | 0.2 | 0.2 | 0 | 0 | 1.6 | 54.7 | 1.7 | 0.1 | 16
Tue, 10.04. 14:00 | 59.8 | 35.4 | 24.4 | 86.8 | 0.1 | 0.1 | 0 | 0 | 1.6 | 65.7 | 1.6 | 0.1 | 15
Tue, 10.04. 15:00 | 57.5 | 34.7 | 22.8 | 84.4 | 0.2 | 0.2 | 0 | 0 | 1.4 | 80.1 | 1.5 | 0.1 | 16
Tue, 10.04. 16:00 | 57.4 | 34.9 | 22.5 | 84 | 0.1 | 0.1 | 0 | 0 | 1.3 | 113.5 | 1.7 | 0.1 | 15
Tue, 10.04. 17:00 | 58.9 | 36.5 | 22.4 | 85.2 | 0 | 0 | 0 | 0 | 0.7 | 128.8 | 2 | 0.1 | 14
Tue, 10.04. 18:00 | 63.4 | 41.5 | 21.9 | 89.3 | 0 | 0 | 0 | 0 | 0.4 | 134.9 | 2.3 | 0.1 | 13
Tue, 10.04. 19:00 | 70.6 | 47.4 | 23.2 | 95.6 | 0 | 0 | 0 | 0 | 0.3 | 128.3 | 2.9 | 0.1 | 12
Tue, 10.04. 20:00 | 70.6 | 47.5 | 23.1 | 95.4 | 0 | 0 | 0 | 0 | 0.3 | 105.3 | 3 | 0.1 | 12
Tue, 10.04. 21:00 | 62 | 42 | 20 | 87.4 | 0 | 0 | 0 | 0 | 0.2 | 85 | 2.8 | 0.1 | 12
Tue, 10.04. 22:00 | 32.6 | 21.4 | 11.2 | 60.9 | 0 | 0 | 0 | 0 | 0.2 | 76.5 | 1.5 | 0.1 | 12
Tue, 10.04. 23:00 | 25.5 | 18.6 | 6.9 | 54.6 | 0 | 0 | 0 | 0 | 0.2 | 67.7 | 0.9 | 0.1 | 12
Wed, 11.04. 00:00 | 23.3 | 18.8 | 4.5 | 53.3 | 0 | 0 | 0 | 0 | 0.2 | 36 | 0.6 | 0.1 | 11
Wed, 11.04. 01:00 | 28.4 | 25.8 | 2.6 | 58.6 | 0 | 0 | 0 | 0 | 0.2 | 19.8 | 0.3 | 0.1 | 10
Wed, 11.04. 02:00 | 24.6 | 23.9 | 0.7 | 55 | 0 | 0 | 0 | 0 | 0.2 | 10.2 | 0.1 | 0.1 | 10
Wed, 11.04. 03:00 | 49.6 | 48.8 | 0.8 | 77.4 | 0 | 0 | 0 | 0 | 0.2 | 9.5 | 0.6 | 0.1 | 8
Wed, 11.04. 04:00 | 51.7 | 49.3 | 2.4 | 79.5 | 0 | 0 | 0 | 0 | 0.2 | 11.6 | 0.8 | 0.1 | 8
Wed, 11.04. 05:00 | 52.3 | 45.1 | 7.2 | 80.6 | 0 | 0 | 0 | 0 | 0.2 | 21.5 | 1.1 | 0.1 | 9
Wed, 11.04. 06:00 | 74.7 | 54.1 | 20.6 | 101.3 | 0 | 0 | 0 | 0 | 0.3 | 40.9 | 2.7 | 0.1 | 9
Wed, 11.04. 07:00 | 86.5 | 61.1 | 25.4 | 112.5 | 0.1 | 0.1 | 0 | 0 | 1 | 55.8 | 3 | 0.1 | 9
Wed, 11.04. 08:00 | 62.3 | 40.3 | 22 | 90.5 | 0.1 | 0.1 | 0 | 0 | 1.7 | 47.5 | 2 | 0.1 | 10
Wed, 11.04. 09:00 | 53.3 | 30.1 | 23.2 | 81.7 | 0.2 | 0.2 | 0 | 0 | 2 | 42.6 | 1.8 | 0.1 | 12
Wed, 11.04. 10:00 | 51.4 | 26.1 | 25.3 | 79.9 | 0.2 | 0.2 | 0 | 0 | 2 | 37.1 | 1.6 | 0.1 | 13
Wed, 11.04. 11:00 | 46.6 | 18.4 | 28.2 | 75.1 | 0.2 | 0.2 | 0 | 0 | 2 | 41.4 | 1.5 | 0.1 | 15
Wed, 11.04. 12:00 | 43.5 | 16.4 | 27.1 | 72 | 0.4 | 0.4 | 0 | 0 | 1.7 | 43.7 | 1.4 | 0.1 | 16
Wed, 11.04. 13:00 | 44.7 | 17.2 | 27.5 | 73.3 | 0.7 | 0.7 | 0 | 0 | 1.7 | 56.3 | 1.4 | 0.1 | 17
Wed, 11.04. 14:00 | 38.5 | 15.7 | 22.8 | 67.2 | 0.6 | 0.6 | 0 | 0 | 1.5 | 61.8 | 1.3 | 0.1 | 17
Wed, 11.04. 15:00 | 38 | 15.7 | 22.3 | 66.6 | 0.6 | 0.6 | 0 | 0 | 1.4 | 78.5 | 1.3 | 0.1 | 17
Wed, 11.04. 16:00 | 37 | 15.3 | 21.7 | 65.5 | 0.6 | 0.6 | 0 | 0 | 1.2 | 110.2 | 1.4 | 0.1 | 17
Wed, 11.04. 17:00 | 38.7 | 15.2 | 23.5 | 66.9 | 0.4 | 0.4 | 0 | 0 | 0.8 | 135.4 | 1.8 | 0.1 | 16
Wed, 11.04. 18:00 | 38.4 | 15.7 | 22.7 | 66.3 | 0.2 | 0.2 | 0 | 0 | 0.5 | 140.5 | 2 | 0.1 | 15
Wed, 11.04. 19:00 | 47 | 23.3 | 23.7 | 74.5 | 0.1 | 0.1 | 0 | 0 | 0.3 | 130.9 | 2.5 | 0.1 | 13
Wed, 11.04. 20:00 | 45.7 | 24.4 | 21.3 | 73.4 | 0.1 | 0.1 | 0 | 0 | 0.3 | 96.8 | 2.4 | 0.1 | 12
Wed, 11.04. 21:00 | 45.6 | 24.8 | 20.8 | 73.2 | 0.1 | 0.1 | 0 | 0 | 0.3 | 88.6 | 2.5 | 0.1 | 12
Wed, 11.04. 22:00 | 26.2 | 15.2 | 11 | 55.3 | 0 | 0 | 0 | 0 | 0.2 | 75 | 1.3 | 0.1 | 12
Wed, 11.04. 23:00 | 25.7 | 19 | 6.7 | 55.3 | 0 | 0 | 0 | 0 | 0.2 | 65.1 | 0.8 | 0.1 | 11
Thu, 12.04. 00:00 | 23 | 18.4 | 4.6 | 52.8 | 0.4 | 0.4 | 0 | 0 | 0.2 | 36.8 | 0.6 | 0.1 | 11
Thu, 12.04. 01:00 | 25.4 | 23.1 | 2.3 | 55.6 | 0.3 | 0.3 | 0 | 0 | 0.2 | 18.5 | 0.3 | 0.1 | 10
Thu, 12.04. 02:00 | 32.4 | 31.8 | 0.6 | 61.6 | 0.2 | 0.2 | 0 | 0 | 0.2 | 9.6 | 0.3 | 0.1 | 9
Thu, 12.04. 03:00 | 35 | 34.3 | 0.7 | 64.2 | 0.2 | 0.2 | 0 | 0 | 0.2 | 8.9 | 0.3 | 0.1 | 9
Thu, 12.04. 04:00 | 48.7 | 46.3 | 2.4 | 76.5 | 0.2 | 0.2 | 0 | 0 | 0.2 | 11.4 | 0.8 | 0.1 | 8
Thu, 12.04. 05:00 | 70.8 | 63.5 | 7.3 | 96.6 | 0.2 | 0.2 | 0 | 0 | 0.2 | 22.2 | 1.7 | 0.1 | 7
Thu, 12.04. 06:00 | 58.7 | 37.9 | 20.8 | 86.2 | 0.2 | 0.2 | 0 | 0 | 0.3 | 41.3 | 2.5 | 0.1 | 10
Thu, 12.04. 07:00 | 54.1 | 29.9 | 24.2 | 81.5 | 0.3 | 0.3 | 0 | 0 | 1 | 53.2 | 2.6 | 0.1 | 12
Thu, 12.04. 08:00 | 43 | 19.8 | 23.2 | 70.8 | 0.5 | 0.5 | 0 | 0 | 1.8 | 50.1 | 2.2 | 0.1 | 14
Thu, 12.04. 09:00 | 41.8 | 16.2 | 25.6 | 69.8 | 1 | 1 | 0 | 0 | 2.2 | 47.1 | 2 | 0.1 | 15
Thu, 12.04. 10:00 | 39.1 | 13.9 | 25.2 | 67.3 | 1.3 | 1.3 | 0 | 0 | 2 | 36.7 | 1.7 | 0.1 | 16
Thu, 12.04. 11:00 | 43.4 | 14.1 | 29.3 | 71.6 | 1.8 | 1.8 | 0 | 0 | 2.1 | 43.1 | 1.7 | 0.1 | 17
Thu, 12.04. 12:00 | 38.3 | 11.8 | 26.5 | 66.8 | 1.9 | 1.9 | 0 | 0 | 1.7 | 42.8 | 1.5 | 0.1 | 18
Thu, 12.04. 13:00 | 37.9 | 11.9 | 26 | 66.2 | 3.5 | 3.5 | 0 | 0 | 1.6 | 53 | 1.6 | 0.1 | 19
Thu, 12.04. 14:00 | 35.5 | 11.9 | 23.6 | 63.9 | 5.1 | 5.1 | 0 | 0 | 1.6 | 63.7 | 1.7 | 0.1 | 20
Thu, 12.04. 15:00 | 34.6 | 11.9 | 22.7 | 63 | 5.1 | 5.1 | 0 | 0 | 1.4 | 80.1 | 1.7 | 0.1 | 20
Thu, 12.04. 16:00 | 32.1 | 11.1 | 21 | 60.4 | 5 | 5 | 0 | 0 | 1.2 | 107 | 1.7 | 0.1 | 20
Thu, 12.04. 17:00 | 33.9 | 11.1 | 22.8 | 61.8 | 3.5 | 3.5 | 0 | 0 | 0.7 | 131.4 | 2 | 0.1 | 19
Thu, 12.04. 18:00 | 36.8 | 12.5 | 24.3 | 64.3 | 1.8 | 1.8 | 0 | 0 | 0.5 | 150.2 | 2.2 | 0.1 | 17
Thu, 12.04. 19:00 | 34.6 | 11.7 | 22.9 | 61.9 | 1.5 | 1.5 | 0 | 0 | 0.3 | 127 | 2.5 | 0.1 | 17
Thu, 12.04. 20:00 | 36.4 | 12.3 | 24.1 | 63.3 | 1.1 | 1.1 | 0 | 0 | 0.3 | 109.6 | 2.8 | 0.1 | 16
Thu, 12.04. 21:00 | 36.5 | 14.8 | 21.7 | 63.6 | 0.7 | 0.7 | 0 | 0 | 0.3 | 92.3 | 2.6 | 0.1 | 14
Thu, 12.04. 22:00 | 19.7 | 7.6 | 12.1 | 48.3 | 0.6 | 0.6 | 0 | 0 | 0.3 | 81.9 | 1.5 | 0.1 | 14
Thu, 12.04. 23:00 | 15.3 | 9 | 6.3 | 44.8 | 0.4 | 0.4 | 0 | 0 | 0.2 | 61.1 | 0.8 | 0.1 | 13
Fri, 13.04. 00:00 | 19 | 14.3 | 4.7 | 48.6 | 0.1 | 0.1 | 0 | 0 | 0.2 | 37.5 | 0.6 | 0.1 | 12
Fri, 13.04. 01:00 | 15.4 | 13.1 | 2.3 | 45.3 | 0.1 | 0.1 | 0 | 0 | 0.2 | 17.5 | 0.3 | 0.1 | 12
Fri, 13.04. 02:00 | 14.5 | 13.8 | 0.7 | 44.6 | 0.1 | 0.1 | 0 | 0 | 0.2 | 10.2 | 0.1 | 0.1 | 12
Fri, 13.04. 03:00 | 25 | 24.3 | 0.7 | 55.2 | 0.1 | 0.1 | 0 | 0 | 0.2 | 8.8 | 0.1 | 0.1 | 10
Fri, 13.04. 04:00 | 39.6 | 37.2 | 2.4 | 68.5 | 0 | 0 | 0 | 0 | 0.2 | 11.3 | 0.5 | 0.1 | 9
Fri, 13.04. 05:00 | 45.6 | 37.8 | 7.8 | 74.8 | 0.1 | 0.1 | 0 | 0 | 0.3 | 23.6 | 0.9 | 0.1 | 10
Fri, 13.04. 06:00 | 60.4 | 39.3 | 21.1 | 87.9 | 0.1 | 0.1 | 0 | 0 | 0.3 | 42.2 | 2.5 | 0.1 | 11
Fri, 13.04. 07:00 | 50 | 28.7 | 21.3 | 77.5 | 0.1 | 0.1 | 0 | 0 | 0.9 | 46.9 | 2.3 | 0.1 | 13
Fri, 13.04. 08:00 | 46.4 | 22.6 | 23.8 | 74 | 0.2 | 0.2 | 0 | 0 | 1.8 | 51.7 | 2.2 | 0.1 | 15
Fri, 13.04. 09:00 | 44 | 20.2 | 23.8 | 72.1 | 0.6 | 0.6 | 0 | 0 | 2 | 44 | 1.8 | 0.1 | 16
Fri, 13.04. 10:00 | 44.4 | 18.9 | 25.5 | 72.5 | 0.8 | 0.8 | 0 | 0 | 2 | 37.4 | 1.7 | 0.1 | 17
Fri, 13.04. 11:00 | 45.4 | 17.8 | 27.6 | 73.6 | 0.9 | 0.9 | 0 | 0 | 2 | 40.6 | 1.5 | 0.1 | 17
Fri, 13.04. 12:00 | 45.8 | 17.1 | 28.7 | 74.1 | 0.9 | 0.9 | 0 | 0 | 1.8 | 46.5 | 1.5 | 0.1 | 17
Fri, 13.04. 13:00 | 40.8 | 15.5 | 25.3 | 69.2 | 1.1 | 1.1 | 0 | 0 | 1.5 | 51.9 | 1.4 | 0.1 | 18
Fri, 13.04. 14:00 | 37.5 | 15.1 | 22.4 | 65.8 | 2.5 | 2.5 | 0 | 0 | 1.5 | 60.5 | 1.4 | 0.1 | 19
Fri, 13.04. 15:00 | 39.6 | 16.2 | 23.4 | 68 | 1.2 | 1.2 | 0 | 0 | 1.5 | 82.5 | 1.4 | 0.1 | 18
Fri, 13.04. 16:00 | 39.9 | 16.3 | 23.6 | 67.9 | 1 | 1 | 0 | 0 | 1.3 | 120.1 | 1.5 | 0.1 | 17
Fri, 13.04. 17:00 | 52.7 | 30 | 22.7 | 81.1 | 0.5 | 0.5 | 0 | 0 | 0.7 | 131.4 | 1.7 | 0.1 | 11
Fri, 13.04. 18:00 | 59.5 | 36.7 | 22.8 | 87.6 | 0.4 | 0.4 | 0 | 0 | 0.5 | 141.9 | 2 | 0.1 | 10
Fri, 13.04. 19:00 | 56 | 34.1 | 21.9 | 83.6 | 0.3 | 0.3 | 0 | 0 | 0.3 | 121.8 | 2.3 | 0.1 | 10
Fri, 13.04. 20:00 | 56.2 | 34.3 | 21.9 | 83.7 | 0.2 | 0.2 | 0 | 0 | 0.3 | 100 | 2.5 | 0.1 | 10
Fri, 13.04. 21:00 | 67 | 45.8 | 21.2 | 93.3 | 0.2 | 0.2 | 0 | 0 | 0.3 | 90.5 | 2.7 | 0.1 | 9
Fri, 13.04. 22:00 | 58.4 | 47.2 | 11.2 | 84.7 | 0.1 | 0.1 | 0 | 0 | 0.2 | 76.5 | 1.9 | 0.1 | 8
Fri, 13.04. 23:00 | 53.6 | 46.7 | 6.9 | 80.4 | 0.1 | 0.1 | 0 | 0 | 0.2 | 67.1 | 1.4 | 0.1 | 8
Sat, 14.04. 00:00 | 75.7 | 70.6 | 5.1 | 100.2 | 0 | 0 | 0 | 0 | 0.2 | 54.1 | 1.7 | 0.1 | 6
Sat, 14.04. 01:00 | 73.6 | 70.8 | 2.8 | 98.4 | 0 | 0 | 0 | 0 | 0.2 | 30.9 | 1.5 | 0.1 | 6
Sat, 14.04. 02:00 | 59.8 | 58.1 | 1.7 | 86 | 0 | 0 | 0 | 0 | 0.2 | 19.2 | 1 | 0.1 | 7
Sat, 14.04. 03:00 | 49.6 | 48.9 | 0.7 | 77.1 | 0 | 0 | 0 | 0 | 0.2 | 11.5 | 0.6 | 0.1 | 8
Sat, 14.04. 04:00 | 44.7 | 43.3 | 1.4 | 73.1 | 0 | 0 | 0 | 0 | 0.2 | 10.5 | 0.5 | 0.1 | 9
Sat, 14.04. 05:00 | 59.5 | 58 | 1.5 | 87.2 | 0 | 0 | 0 | 0 | 0.2 | 11.7 | 0.6 | 0.1 | 9
Sat, 14.04. 06:00 | 75.8 | 73.5 | 2.3 | 102.4 | 0 | 0 | 0 | 0 | 0.2 | 11.6 | 0.9 | 0.1 | 9
Sat, 14.04. 07:00 | 92 | 86.1 | 5.9 | 118.1 | 0 | 0 | 0 | 0 | 0.4 | 14.8 | 1.3 | 0.1 | 9
Sat, 14.04. 08:00 | 75.9 | 62.8 | 13.1 | 103.1 | 0 | 0 | 0 | 0 | 0.5 | 19 | 1.7 | 0.1 | 10
Sat, 14.04. 09:00 | 100.3 | 74.2 | 26.1 | 124.9 | 0 | 0 | 0 | 0 | 0.6 | 27 | 3.4 | 0.1 | 9
Sat, 14.04. 10:00 | 86.8 | 57.7 | 29.1 | 112.7 | 0 | 0 | 0 | 0 | 0.6 | 47.8 | 3.2 | 0.1 | 10
Sat, 14.04. 11:00 | 81.2 | 49.8 | 31.4 | 107 | 0 | 0 | 0 | 0 | 0.6 | 56.9 | 3.2 | 0.1 | 11
Sat, 14.04. 12:00 | 77.7 | 45.6 | 32.1 | 103.6 | 0 | 0 | 0 | 0 | 0.6 | 82.2 | 3 | 0.1 | 12
Sat, 14.04. 13:00 | 61.3 | 35.8 | 25.5 | 88.3 | 0 | 0 | 0 | 0 | 0.5 | 82.5 | 2.2 | 0.1 | 13
Sat, 14.04. 14:00 | 63.9 | 37.9 | 26 | 90.9 | 0 | 0 | 0 | 0 | 0.5 | 88.1 | 2.1 | 0.1 | 13
Sat, 14.04. 15:00 | 62.2 | 38.3 | 23.9 | 89.3 | 0 | 0 | 0 | 0 | 0.5 | 83.5 | 1.8 | 0.1 | 13
Sat, 14.04. 16:00 | 61.6 | 38.2 | 23.4 | 88.6 | 0 | 0 | 0 | 0 | 0.4 | 84.3 | 1.8 | 0.1 | 13
Sat, 14.04. 17:00 | 60.4 | 37.7 | 22.7 | 87.2 | 0 | 0 | 0 | 0 | 0.3 | 84.1 | 2 | 0.1 | 13
Sat, 14.04. 18:00 | 62.2 | 41.9 | 20.3 | 88.9 | 0 | 0 | 0 | 0 | 0.3 | 85.1 | 2.1 | 0.1 | 12
Sat, 14.04. 19:00 | 72.4 | 53.1 | 19.3 | 98.9 | 0 | 0 | 0 | 0 | 0.2 | 80.2 | 2.3 | 0.1 | 10
Sat, 14.04. 20:00 | 80.7 | 63.4 | 17.3 | 106 | 0 | 0 | 0 | 0 | 0.2 | 69.7 | 2.5 | 0.1 | 9
Sat, 14.04. 21:00 | 80.4 | 65.9 | 14.5 | 105.7 | 0 | 0 | 0 | 0 | 0.2 | 69.7 | 2.3 | 0.1 | 9
Sat, 14.04. 22:00 | 50.5 | 40.3 | 10.2 | 77.8 | 0 | 0 | 0 | 0 | 0.2 | 60.4 | 1.6 | 0.1 | 9
Sat, 14.04. 23:00 | 69.4 | 62.1 | 7.3 | 94.6 | 0 | 0 | 0 | 0 | 0.2 | 61.3 | 1.7 | 0.1 | 7
Sun, 15.04. 00:00 | 76.9 | 71.8 | 5.1 | 101 | 0 | 0 | 0 | 0 | 0.2 | 65.7 | 1.8 | 0.1 | 6
Sun, 15.04. 01:00 | 84.2 | 81.4 | 2.8 | 107.5 | 0 | 0 | 0 | 0 | 0.2 | 53.6 | 1.8 | 0.1 | 5
Sun, 15.04. 02:00 | 86.1 | 84.4 | 1.7 | 109.3 | 0 | 0 | 0 | 0 | 0.2 | 38.5 | 1.7 | 0.1 | 5
Sun, 15.04. 03:00 | 96.3 | 95.6 | 0.7 | 118.3 | 0 | 0 | 0 | 0 | 0.2 | 18.9 | 1.9 | 0.1 | 4
Sun, 15.04. 04:00 | 112.5 | 110.8 | 1.7 | 133 | 0 | 0 | 0 | 0 | 0.2 | 11.8 | 2.4 | 0.1 | 3
Sun, 15.04. 05:00 | 117.1 | 115.3 | 1.8 | 137.3 | 0 | 0 | 0 | 0 | 0.2 | 9.4 | 2.4 | 0.1 | 4
Sun, 15.04. 06:00 | 93.2 | 90.7 | 2.5 | 116.3 | 0 | 0 | 0 | 0 | 0.2 | 9.7 | 1.6 | 0.1 | 8
Sun, 15.04. 07:00 | 77.6 | 72.4 | 5.2 | 103 | 0 | 0 | 0 | 0 | 0.2 | 11.2 | 1.3 | 0.1 | 10
Sun, 15.04. 08:00 | 78.7 | 65.2 | 13.5 | 103.7 | 0 | 0 | 0 | 0 | 0.3 | 12.1 | 2.2 | 0.1 | 11
Sun, 15.04. 09:00 | 66.5 | 43.1 | 23.4 | 90.7 | 0 | 0 | 0 | 0 | 0.3 | 13 | 3.2 | 0.1 | 14
Sun, 15.04. 10:00 | 59.4 | 35.3 | 24.1 | 83.8 | 0 | 0 | 0 | 0 | 0.3 | 14.7 | 3.2 | 0.1 | 15
Sun, 15.04. 11:00 | 57.7 | 33.2 | 24.5 | 82.2 | 0 | 0 | 0 | 0 | 0.3 | 21 | 3.2 | 0.1 | 15
Sun, 15.04. 12:00 | 55.3 | 32.4 | 22.9 | 80.2 | 0 | 0 | 0 | 0 | 0.3 | 31.1 | 3 | 0.1 | 15
Sun, 15.04. 13:00 | 51 | 32 | 19 | 76.2 | 0.2 | 0.2 | 0 | 0 | 0.3 | 42.3 | 2.5 | 0.1 | 16
Sun, 15.04. 14:00 | 49.9 | 32.4 | 17.5 | 75.3 | 0.5 | 0.5 | 0 | 0 | 0.3 | 61.6 | 2.3 | 0.1 | 17
Sun, 15.04. 15:00 | 47.5 | 32.5 | 15 | 73.1 | 0.4 | 0.4 | 0 | 0 | 0.3 | 56.6 | 2 | 0.1 | 17
Sun, 15.04. 16:00 | 45.1 | 31.3 | 13.8 | 70.6 | 0.6 | 0.6 | 0 | 0 | 0.3 | 61.1 | 1.9 | 0.1 | 18
Sun, 15.04. 17:00 | 47.8 | 32.8 | 15 | 72.9 | 0.4 | 0.4 | 0 | 0 | 0.2 | 66.4 | 2.1 | 0.1 | 17
Sun, 15.04. 18:00 | 59 | 41.5 | 17.5 | 83.5 | 0 | 0 | 0 | 0 | 0.2 | 89.2 | 2.5 | 0.1 | 14
Sun, 15.04. 19:00 | 60.3 | 42.5 | 17.8 | 84.6 | 0 | 0 | 0 | 0 | 0.2 | 91.3 | 2.6 | 0.1 | 14
Sun, 15.04. 20:00 | 64.1 | 48 | 16.1 | 88.7 | 0 | 0 | 0 | 0 | 0.2 | 81.1 | 2.5 | 0.1 | 12
Sun, 15.04. 21:00 | 71 | 57.1 | 13.9 | 96 | 0 | 0 | 0 | 0 | 0.2 | 69.8 | 2.3 | 0.1 | 10
Sun, 15.04. 22:00 | 55.5 | 44.6 | 10.9 | 82.1 | 0 | 0 | 0 | 0 | 0.2 | 59.1 | 1.8 | 0.1 | 9
Sun, 15.04. 23:00 | 29.7 | 22.9 | 6.8 | 58.5 | 0 | 0 | 0 | 0 | 0.2 | 45.5 | 0.9 | 0.1 | 11
Mon, 16.04. 00:00 | 23.2 | 18.6 | 4.6 | 52.8 | 0 | 0 | 0 | 0 | 0.2 | 37.1 | 0.6 | 0.1 | 11
Mon, 16.04. 01:00 | 20.9 | 18.5 | 2.4 | 50.7 | 0 | 0 | 0 | 0 | 0.2 | 18.9 | 0.3 | 0.1 | 11
Mon, 16.04. 02:00 | 23.8 | 23.1 | 0.7 | 54 | 0 | 0 | 0 | 0 | 0.2 | 10.3 | 0.1 | 0.1 | 10
Mon, 16.04. 03:00 | 36.9 | 36.1 | 0.8 | 65.7 | 0 | 0 | 0 | 0 | 0.2 | 9.4 | 0.3 | 0.1 | 9
Mon, 16.04. 04:00 | 28.3 | 25.9 | 2.4 | 58.2 | 0 | 0 | 0 | 0 | 0.2 | 11.5 | 0.3 | 0.1 | 10
Mon, 16.04. 05:00 | 39.5 | 32.2 | 7.3 | 68.9 | 0 | 0 | 0 | 0 | 0.2 | 22.2 | 0.8 | 0.1 | 10
Mon, 16.04. 06:00 | 55.6 | 34.3 | 21.3 | 83.3 | 0 | 0 | 0 | 0 | 0.3 | 42.6 | 2.4 | 0.1 | 11
Mon, 16.04. 07:00 | 56.5 | 33.6 | 22.9 | 84.3 | 0 | 0 | 0 | 0 | 0.9 | 50.6 | 2.4 | 0.1 | 11
Mon, 16.04. 08:00 | 56.7 | 30.6 | 26.1 | 84.5 | 0 | 0 | 0 | 0 | 2 | 56.9 | 2.3 | 0.1 | 12
Mon, 16.04. 09:00 | 45.7 | 22.2 | 23.5 | 74 | 0.1 | 0.1 | 0 | 0 | 2 | 43.5 | 1.7 | 0.1 | 13
Mon, 16.04. 10:00 | 48.6 | 24.2 | 24.4 | 77.2 | 0.1 | 0.1 | 0 | 0 | 1.9 | 36 | 1.5 | 0.1 | 12
Mon, 16.04. 11:00 | 46.7 | 17.9 | 28.8 | 75.1 | 0.1 | 0.1 | 0 | 0 | 2 | 42.7 | 1.5 | 0.1 | 14
Mon, 16.04. 12:00 | 42 | 13.1 | 28.9 | 70.6 | 0.1 | 0.1 | 0 | 0 | 1.8 | 46.9 | 1.4 | 0.1 | 15
Mon, 16.04. 13:00 | 36.2 | 11.5 | 24.7 | 64.9 | 0.3 | 0.3 | 0 | 0 | 1.5 | 50.8 | 1.2 | 0.1 | 16
Mon, 16.04. 14:00 | 35.7 | 12.1 | 23.6 | 64.5 | 0.1 | 0.1 | 0 | 0 | 1.5 | 64.4 | 1.2 | 0.1 | 15
Mon, 16.04. 15:00 | 35.2 | 12.1 | 23.1 | 63.8 | 0.3 | 0.3 | 0 | 0 | 1.4 | 81.7 | 1.2 | 0.1 | 16
Mon, 16.04. 16:00 | 34.3 | 11.7 | 22.6 | 62.8 | 0.3 | 0.3 | 0 | 0 | 1.3 | 115.7 | 1.4 | 0.1 | 16
Mon, 16.04. 17:00 | 32.9 | 10.5 | 22.4 | 61.1 | 0.1 | 0.1 | 0 | 0 | 0.7 | 130.1 | 1.6 | 0.1 | 15
Mon, 16.04. 18:00 | 37 | 14.7 | 22.3 | 65.1 | 0.1 | 0.1 | 0 | 0 | 0.4 | 139.1 | 1.9 | 0.1 | 14
Mon, 16.04. 19:00 | 39.1 | 15.4 | 23.7 | 66.6 | 0 | 0 | 0 | 0 | 0.3 | 132.2 | 2.4 | 0.1 | 14
Mon, 16.04. 20:00 | 45 | 22.1 | 22.9 | 72.5 | 0 | 0 | 0 | 0 | 0.3 | 105.3 | 2.5 | 0.1 | 12
Mon, 16.04. 21:00 | 43.5 | 21.8 | 21.7 | 71.1 | 0 | 0 | 0 | 0 | 0.3 | 93.2 | 2.5 | 0.1 | 12
Mon, 16.04. 22:00 | 26.7 | 15 | 11.7 | 55.3 | 0 | 0 | 0 | 0 | 0.3 | 80.4 | 1.4 | 0.1 | 12
Mon, 16.04. 23:00 | 25.4 | 18.6 | 6.8 | 54.8 | 0 | 0 | 0 | 0 | 0.2 | 67.1 | 0.8 | 0.1 | 11
Tue, 17.04. 00:00 | 25.9 | 21.3 | 4.6 | 55.2 | 0 | 0 | 0 | 0 | 0.2 | 36.8 | 0.6 | 0.1 | 11
Tue, 17.04. 01:00 | 23.5 | 21.2 | 2.3 | 53.2 | 0 | 0 | 0 | 0 | 0.2 | 18.6 | 0.3 | 0.1 | 11
Tue, 17.04. 02:00 | 23.5 | 22.7 | 0.8 | 53.3 | 0 | 0 | 0 | 0 | 0.2 | 11 | 0.1 | 0.1 | 11
Tue, 17.04. 03:00 | 24.4 | 23.6 | 0.8 | 54.2 | 0 | 0 | 0 | 0 | 0.2 | 9.6 | 0.1 | 0.1 | 11
Tue, 17.04. 04:00 | 30.3 | 27.8 | 2.5 | 59.7 | 0 | 0 | 0 | 0 | 0.2 | 11.9 | 0.4 | 0.1 | 11
Tue, 17.04. 05:00 | 49.7 | 42.1 | 7.6 | 78 | 0 | 0 | 0 | 0 | 0.2 | 23.1 | 1 | 0.1 | 11
Tue, 17.04. 06:00 | 76.2 | 55.1 | 21.1 | 102.3 | 0 | 0 | 0 | 0 | 0.3 | 42.2 | 2.7 | 0.1 | 11
Tue, 17.04. 07:00 | 77.8 | 55 | 22.8 | 104.1 | 0 | 0 | 0 | 0 | 0.9 | 50.6 | 2.6 | 0.1 | 11
Tue, 17.04. 08:00 | 76.5 | 51.1 | 25.4 | 103 | 0 | 0 | 0 | 0 | 1.9 | 55.3 | 2.5 | 0.1 | 12
Tue, 17.04. 09:00 | 62.5 | 39.3 | 23.2 | 89.8 | 0 | 0 | 0 | 0 | 2 | 43.1 | 1.8 | 0.1 | 13
Tue, 17.04. 10:00 | 58.7 | 33.8 | 24.9 | 86.2 | 0 | 0 | 0 | 0 | 2 | 36.7 | 1.7 | 0.1 | 14
Tue, 17.04. 11:00 | 60 | 32.6 | 27.4 | 87.7 | 0 | 0 | 0 | 0 | 1.9 | 40.6 | 1.6 | 0.1 | 14
Tue, 17.04. 12:00 | 57.2 | 28.4 | 28.8 | 84.7 | 0 | 0 | 0 | 0 | 1.8 | 46.9 | 1.5 | 0.1 | 15
Tue, 17.04. 13:00 | 75.9 | 48.8 | 27.1 | 103.8 | 0 | 0 | 0 | 0 | 1.6 | 55.8 | 1.5 | 0.1 | 10
Tue, 17.04. 14:00 | 60.7 | 37.1 | 23.6 | 88.6 | 0 | 0 | 0 | 0 | 1.5 | 64.4 | 1.4 | 0.1 | 12
Tue, 17.04. 15:00 | 59.8 | 37.1 | 22.7 | 87.8 | 0 | 0 | 0 | 0 | 1.4 | 80.9 | 1.3 | 0.1 | 12
Tue, 17.04. 16:00 | 61.9 | 40.5 | 21.4 | 89.8 | 0 | 0 | 0 | 0 | 1.2 | 109.1 | 1.4 | 0.1 | 11
Tue, 17.04. 17:00 | 77.7 | 55.3 | 22.4 | 104 | 0 | 0 | 0 | 0 | 0.7 | 130.1 | 2 | 0.1 | 9
Tue, 17.04. 18:00 | 82.1 | 59.2 | 22.9 | 107.9 | 0 | 0 | 0 | 0 | 0.5 | 143.3 | 2.4 | 0.1 | 9
Tue, 17.04. 19:00 | 88.2 | 66.1 | 22.1 | 112.6 | 0 | 0 | 0 | 0 | 0.3 | 124.4 | 3 | 0.1 | 8
Tue, 17.04. 20:00 | 89.6 | 67.2 | 22.4 | 113.6 | 0 | 0 | 0 | 0 | 0.3 | 103.2 | 3.2 | 0.1 | 8
Tue, 17.04. 21:00 | 95.5 | 75.1 | 20.4 | 118.5 | 0 | 0 | 0 | 0 | 0.2 | 87.7 | 3.3 | 0.1 | 7
Tue, 17.04. 22:00 | 83.9 | 72.7 | 11.2 | 107.3 | 0 | 0 | 0 | 0 | 0.2 | 77.3 | 2.5 | 0.1 | 6
Tue, 17.04. 23:00 | 77.1 | 70.3 | 6.8 | 101.2 | 0 | 0 | 0 | 0 | 0.2 | 66.4 | 1.9 | 0.1 | 6
Wed, 18.04. 00:00 | 93.4 | 88.8 | 4.6 | 115.9 | 0 | 0 | 0 | 0 | 0.2 | 37.1 | 2.1 | 0.1 | 5
Wed, 18.04. 01:00 | 95.2 | 92.6 | 2.6 | 117.8 | 0 | 0 | 0 | 0 | 0.2 | 19.8 | 1.9 | 0.1 | 5
Wed, 18.04. 02:00 | 82.9 | 82.1 | 0.8 | 106.8 | 0 | 0 | 0 | 0 | 0.2 | 11.1 | 1.4 | 0.1 | 6
Wed, 18.04. 03:00 | 78.4 | 77.7 | 0.7 | 102.8 | 0 | 0 | 0 | 0 | 0.2 | 8.9 | 1.3 | 0.1 | 6
Wed, 18.04. 04:00 | 93.7 | 91.2 | 2.5 | 117.1 | 0 | 0 | 0 | 0 | 0.2 | 12 | 1.7 | 0.1 | 6
Wed, 18.04. 05:00 | 130.1 | 122.5 | 7.6 | 150.7 | 0 | 0 | 0 | 0 | 0.2 | 23.1 | 2.7 | 0.1 | 6
Wed, 18.04. 06:00 | 176.8 | 155.3 | 21.5 | 193 | 0 | 0 | 0 | 0 | 0.3 | 43 | 4.8 | 0.1 | 6
Wed, 18.04. 07:00 | 166.9 | 143.7 | 23.2 | 185.3 | 0 | 0 | 0 | 0 | 0.9 | 51.6 | 4.3 | 0.1 | 7
Wed, 18.04. 08:00 | 159.2 | 135.6 | 23.6 | 179 | 0 | 0 | 0 | 0 | 1.8 | 51.7 | 3.8 | 0.1 | 7
Wed, 18.04. 09:00 | 142 | 117.8 | 24.2 | 163.7 | 0 | 0 | 0 | 0 | 2 | 44.8 | 3.1 | 0.1 | 8
Wed, 18.04. 10:00 | 123.5 | 98.7 | 24.8 | 147 | 0 | 0 | 0 | 0 | 2 | 36.7 | 2.5 | 0.1 | 9
Wed, 18.04. 11:00 | 110.7 | 84 | 26.7 | 135.8 | 0 | 0 | 0 | 0 | 1.9 | 39.8 | 2.1 | 0.1 | 10
Wed, 18.04. 12:00 | 106.9 | 79.8 | 27.1 | 132.2 | 0 | 0 | 0 | 0 | 1.7 | 44.2 | 2 | 0.1 | 10
Wed, 18.04. 13:00 | 97.9 | 73.9 | 24 | 123.6 | 0 | 0 | 0 | 0 | 1.4 | 49.7 | 1.8 | 0.1 | 10
Wed, 18.04. 14:00 | 102.5 | 78 | 24.5 | 127.7 | 0 | 0 | 0 | 0 | 1.6 | 66.9 | 1.9 | 0.1 | 11
Wed, 18.04. 15:00 | 98 | 75.3 | 22.7 | 123.2 | 0 | 0 | 0 | 0 | 1.4 | 80.9 | 1.8 | 0.1 | 11
Wed, 18.04. 16:00 | 96.3 | 75.6 | 20.7 | 121.4 | 0 | 0 | 0 | 0 | 1.1 | 105.9 | 1.9 | 0.1 | 10
Wed, 18.04. 17:00 | 100.2 | 77.7 | 22.5 | 124.6 | 0 | 0 | 0 | 0 | 0.7 | 131.4 | 2.4 | 0.1 | 10
Wed, 18.04. 18:00 | 130.3 | 107.2 | 23.1 | 151.1 | 0 | 0 | 0 | 0 | 0.5 | 144.7 | 3.4 | 0.1 | 8
Wed, 18.04. 19:00 | 140.3 | 117 | 23.3 | 159.3 | 0 | 0 | 0 | 0 | 0.3 | 130.9 | 4.2 | 0.1 | 7
Wed, 18.04. 20:00 | 147.2 | 124.6 | 22.6 | 164.8 | 0 | 0 | 0 | 0 | 0.3 | 104.2 | 4.6 | 0.1 | 6
Wed, 18.04. 21:00 | 155.8 | 134.3 | 21.5 | 172.1 | 0 | 0 | 0 | 0 | 0.3 | 92.3 | 4.9 | 0.1 | 5
Wed, 18.04. 22:00 | 126.8 | 115.6 | 11.2 | 145.4 | 0 | 0 | 0 | 0 | 0.2 | 77.3 | 3.7 | 0.1 | 3
Wed, 18.04. 23:00 | 125.2 | 118.6 | 6.6 | 143.9 | 0 | 0 | 0 | 0 | 0.2 | 65.1 | 3.3 | 0.1 | 2
Thu, 19.04. 00:00 | 128 | 123.3 | 4.7 | 146.4 | 0 | 0 | 0 | 0 | 0.2 | 37.8 | 3.2 | 0.1 | 2
Thu, 19.04. 01:00 | 134.8 | 132.4 | 2.4 | 152.6 | 0 | 0 | 0 | 0 | 0.2 | 19 | 3.2 | 0.1 | 1
Thu, 19.04. 02:00 | 132.7 | 132 | 0.7 | 150.8 | 0 | 0 | 0 | 0 | 0.2 | 10.6 | 3 | 0.1 | 1
Thu, 19.04. 03:00 | 155.5 | 154.7 | 0.8 | 171.3 | 0 | 0 | 0 | 0 | 0.2 | 9.8 | 3.6 | 0.1 | 0
Thu, 19.04. 04:00 | 138.7 | 136.3 | 2.4 | 156.6 | 0 | 0 | 0 | 0 | 0.2 | 11.4 | 3.2 | 0.1 | 1
Thu, 19.04. 05:00 | 174 | 166.7 | 7.3 | 189.1 | 0 | 0 | 0 | 0 | 0.2 | 22.4 | 4.3 | 0.1 | 1
Thu, 19.04. 06:00 | 171.3 | 150.8 | 20.5 | 187.2 | 0 | 0 | 0 | 0 | 0.3 | 41.3 | 4.9 | 0.1 | 5
Thu, 19.04. 07:00 | 148.8 | 126.9 | 21.9 | 168.2 | 0 | 0 | 0 | 0 | 0.9 | 49 | 4 | 0.1 | 7
Thu, 19.04. 08:00 | 120.5 | 98.3 | 22.2 | 143.4 | 0 | 0 | 0 | 0 | 1.7 | 48.6 | 3 | 0.1 | 9
Thu, 19.04. 09:00 | 112.7 | 88.4 | 24.3 | 137.1 | 0 | 0 | 0 | 0 | 2 | 45.3 | 2.5 | 0.1 | 10
Thu, 19.04. 10:00 | 93.2 | 68.9 | 24.3 | 118.2 | 0 | 0 | 0 | 0 | 1.9 | 36 | 2.1 | 0.1 | 12
Thu, 19.04. 11:00 | 107.7 | 78.5 | 29.2 | 132.5 | 0 | 0 | 0 | 0 | 2.1 | 43.5 | 2.2 | 0.1 | 11
Thu, 19.04. 12:00 | 93 | 65.2 | 27.8 | 118.3 | 0 | 0 | 0 | 0 | 1.7 | 45.6 | 1.9 | 0.1 | 12
Thu, 19.04. 13:00 | 85.3 | 59.4 | 25.9 | 110.8 | 0 | 0 | 0 | 0 | 1.5 | 53.5 | 1.8 | 0.1 | 13
Thu, 19.04. 14:00 | 84.7 | 60.8 | 23.9 | 110.1 | 0 | 0 | 0 | 0 | 1.6 | 65.7 | 1.8 | 0.1 | 13
Thu, 19.04. 15:00 | 91.3 | 67.3 | 24 | 116.5 | 0 | 0 | 0 | 0 | 1.5 | 85.7 | 1.9 | 0.1 | 12
Thu, 19.04. 16:00 | 81.8 | 60.8 | 21 | 107 | 0 | 0 | 0 | 0 | 1.2 | 108.1 | 1.9 | 0.1 | 12
Thu, 19.04. 17:00 | 83.9 | 61.4 | 22.5 | 108.4 | 0 | 0 | 0 | 0 | 0.7 | 131.4 | 2.3 | 0.2 | 12
Thu, 19.04. 18:00 | 94.5 | 71.7 | 22.8 | 118.3 | 0 | 0 | 0 | 0 | 0.5 | 143.3 | 2.7 | 0.2 | 11
Thu, 19.04. 19:00 | 95.7 | 72.5 | 23.2 | 118.8 | 0 | 0 | 0 | 0 | 0.3 | 130.9 | 3.2 | 0.2 | 11
Thu, 19.04. 20:00 | 94.9 | 71.9 | 23 | 117.7 | 0 | 0 | 0 | 0 | 0.3 | 106.4 | 3.4 | 0.2 | 11
Thu, 19.04. 21:00 | 93.9 | 72.7 | 21.2 | 117 | 0 | 0 | 0 | 0 | 0.3 | 91.4 | 3.3 | 0.2 | 10
Thu, 19.04. 22:00 | 51.9 | 39.9 | 12 | 79.2 | 0 | 0 | 0 | 0 | 0.3 | 82.7 | 1.7 | 0.2 | 10
Thu, 19.04. 23:00 | 52.2 | 45.2 | 7 | 79.6 | 0 | 0 | 0 | 0 | 0.2 | 69.7 | 1.3 | 0.2 | 9
Fri, 20.04. 00:00 | 45.2 | 40.3 | 4.9 | 73.3 | 0 | 0 | 0 | 0 | 0.2 | 38.6 | 0.9 | 0.2 | 9
Fri, 20.04. 01:00 | 53.7 | 51.2 | 2.5 | 80.7 | 0 | 0 | 0 | 0 | 0.2 | 19.4 | 0.9 | 0.2 | 8
Fri, 20.04. 02:00 | 39 | 38.3 | 0.7 | 67.8 | 0 | 0 | 0 | 0 | 0.2 | 10.4 | 0.4 | 0.2 | 9
Fri, 20.04. 03:00 | 42.1 | 41.3 | 0.8 | 70.6 | 0 | 0 | 0 | 0 | 0.2 | 9.5 | 0.4 | 0.2 | 9
Fri, 20.04. 04:00 | 51.5 | 48.8 | 2.7 | 79.6 | 0 | 0 | 0 | 0 | 0.2 | 12.6 | 0.7 | 0.2 | 9
Fri, 20.04. 05:00 | 75.3 | 68.4 | 6.9 | 101.2 | 0 | 0 | 0 | 0 | 0.2 | 21.3 | 1.5 | 0.2 | 8
Fri, 20.04. 06:00 | 99.7 | 78.7 | 21 | 124 | 0 | 0 | 0 | 0 | 0.3 | 42.2 | 3 | 0.2 | 9
Fri, 20.04. 07:00 | 96.1 | 72 | 24.1 | 121.6 | 0 | 0 | 0 | 0 | 0.9 | 53.8 | 2.9 | 0.2 | 10
Fri, 20.04. 08:00 | 91.9 | 66 | 25.9 | 117.8 | 0 | 0 | 0 | 0 | 1.9 | 56.9 | 2.6 | 0.2 | 11
Fri, 20.04. 09:00 | 81.9 | 55.7 | 26.2 | 108.4 | 0 | 0 | 0 | 0 | 2.2 | 48.9 | 2.2 | 0.2 | 12
Fri, 20.04. 10:00 | 68.5 | 44.8 | 23.7 | 95.8 | 0 | 0 | 0 | 0 | 1.9 | 35.2 | 1.7 | 0.2 | 12
Fri, 20.04. 11:00 | 68.4 | 41.5 | 26.9 | 95.6 | 0 | 0 | 0 | 0 | 1.9 | 40.2 | 1.6 | 0.2 | 13
Fri, 20.04. 12:00 | 69.2 | 40.8 | 28.4 | 96.4 | 0 | 0 | 0 | 0 | 1.8 | 46.5 | 1.6 | 0.2 | 13
Fri, 20.04. 13:00 | 64.5 | 38.6 | 25.9 | 91.9 | 0 | 0 | 0 | 0 | 1.5 | 53.5 | 1.5 | 0.2 | 13
Fri, 20.04. 14:00 | 60.8 | 37.9 | 22.9 | 88.4 | 0 | 0 | 0 | 0 | 1.5 | 63.1 | 1.4 | 0.2 | 13
Fri, 20.04. 15:00 | 63.3 | 39.9 | 23.4 | 90.6 | 0 | 0 | 0 | 0 | 1.5 | 83.3 | 1.4 | 0.2 | 13
Fri, 20.04. 16:00 | 54.7 | 34.8 | 19.9 | 82.1 | 0 | 0 | 0 | 0 | 1.1 | 102.6 | 1.4 | 0.2 | 13
Fri, 20.04. 17:00 | 63.2 | 40.5 | 22.7 | 90 | 0 | 0 | 0 | 0 | 0.7 | 132.8 | 1.9 | 0.2 | 12
Fri, 20.04. 18:00 | 69.7 | 47.4 | 22.3 | 96.2 | 0 | 0 | 0 | 0 | 0.4 | 140.5 | 2.1 | 0.2 | 11
Fri, 20.04. 19:00 | 71.4 | 49.8 | 21.6 | 97.7 | 0 | 0 | 0 | 0 | 0.3 | 121.8 | 2.5 | 0.2 | 10
Fri, 20.04. 20:00 | 98 | 75 | 23 | 121.4 | 0 | 0 | 0 | 0 | 0.3 | 106.4 | 3.4 | 0.2 | 8
Fri, 20.04. 21:00 | 105.6 | 84.2 | 21.4 | 127.7 | 0 | 0 | 0 | 0 | 0.3 | 92.3 | 3.6 | 0.2 | 7
Fri, 20.04. 22:00 | 91.6 | 81 | 10.6 | 114.2 | 0 | 0 | 0 | 0 | 0.2 | 73.4 | 2.7 | 0.2 | 5
Fri, 20.04. 23:00 | 101 | 94.2 | 6.8 | 122.5 | 0 | 0 | 0 | 0 | 0.2 | 67.1 | 2.6 | 0.2 | 4
Sat, 21.04. 00:00 | 111.8 | 106.8 | 5 | 132 | 0 | 0 | 0 | 0 | 0.2 | 54.1 | 2.8 | 0.2 | 3
Sat, 21.04. 01:00 | 120.9 | 118.1 | 2.8 | 140.2 | 0 | 0 | 0 | 0 | 0.2 | 30.9 | 2.9 | 0.2 | 2
Sat, 21.04. 02:00 | 123.5 | 122 | 1.5 | 142.3 | 0 | 0 | 0 | 0 | 0.2 | 18.8 | 2.9 | 0.2 | 1
Sat, 21.04. 03:00 | 134.4 | 133.7 | 0.7 | 152.3 | 0 | 0 | 0 | 0 | 0.2 | 12.1 | 3.1 | 0.3 | 1
Sat, 21.04. 04:00 | 151.5 | 150.1 | 1.4 | 167.8 | 0 | 0 | 0 | 0 | 0.2 | 10.9 | 3.6 | 0.3 | 0
Sat, 21.04. 05:00 | 161.1 | 159.6 | 1.5 | 176.8 | 0 | 0 | 0 | 0 | 0.2 | 12 | 3.6 | 0.3 | 1
Sat, 21.04. 06:00 | 145.2 | 142.9 | 2.3 | 163.1 | 0 | 0 | 0 | 0 | 0.2 | 11.8 | 2.8 | 0.3 | 5
Sat, 21.04. 07:00 | 118.3 | 113.1 | 5.2 | 140.1 | 0 | 0 | 0 | 0 | 0.3 | 13.2 | 2.1 | 0.3 | 8
Sat, 21.04. 08:00 | 99.9 | 86.8 | 13.1 | 124.1 | 0 | 0 | 0 | 0 | 0.5 | 19.2 | 2.2 | 0.3 | 10
Sat, 21.04. 09:00 | 98.1 | 75.2 | 22.9 | 122 | 0 | 0 | 0 | 0 | 0.5 | 24 | 3.2 | 0.3 | 10
Sat, 21.04. 10:00 | 91.4 | 65.4 | 26 | 115.3 | 0 | 0 | 0 | 0 | 0.5 | 43.1 | 3.2 | 0.3 | 11
Sat, 21.04. 11:00 | 95.6 | 63 | 32.6 | 118.5 | 0 | 0 | 0 | 0 | 0.6 | 59.8 | 3.7 | 0.3 | 13
Sat, 21.04. 12:00 | 92.5 | 60.8 | 31.7 | 115.8 | 0 | 0 | 0 | 0 | 0.6 | 82.2 | 3.4 | 0.3 | 13
Sat, 21.04. 13:00 | 75.6 | 49.8 | 25.8 | 100.2 | 0 | 0 | 0 | 0 | 0.5 | 84.2 | 2.5 | 0.3 | 14
Sat, 21.04. 14:00 | 65.1 | 42.3 | 22.8 | 90.2 | 0 | 0 | 0 | 0 | 0.4 | 77.7 | 2.1 | 0.3 | 15
Sat, 21.04. 15:00 | 71.8 | 48.4 | 23.4 | 96.5 | 0 | 0 | 0 | 0 | 0.4 | 82.7 | 2.1 | 0.3 | 15
Sat, 21.04. 16:00 | 74.6 | 50.8 | 23.8 | 98.8 | 0 | 0 | 0 | 0 | 0.4 | 86.8 | 2.3 | 0.3 | 15
Sat, 21.04. 17:00 | 75.5 | 53.1 | 22.4 | 99.6 | 0 | 0 | 0 | 0 | 0.3 | 84.1 | 2.4 | 0.3 | 14
Sat, 21.04. 18:00 | 79.8 | 59.4 | 20.4 | 103.4 | 0 | 0 | 0 | 0 | 0.3 | 86.8 | 2.6 | 0.3 | 13
Sat, 21.04. 19:00 | 91.8 | 71.9 | 19.9 | 114.9 | 0 | 0 | 0 | 0 | 0.2 | 83.6 | 2.9 | 0.3 | 11
Sat, 21.04. 20:00 | 89.8 | 72.8 | 17 | 113.2 | 0 | 0 | 0 | 0 | 0.2 | 68.9 | 2.8 | 0.3 | 10
Sat, 21.04. 21:00 | 97 | 83.2 | 13.8 | 119.4 | 0 | 0 | 0 | 0 | 0.2 | 67.1 | 2.7 | 0.3 | 9
Sat, 21.04. 22:00 | 72 | 61 | 11 | 96.9 | 0 | 0 | 0 | 0 | 0.2 | 65.4 | 2.1 | 0.3 | 8
Sat, 21.04. 23:00 | 57.8 | 51 | 6.8 | 84 | 0 | 0 | 0 | 0 | 0.2 | 57.2 | 1.4 | 0.3 | 8
Sun, 22.04. 00:00 | 65.8 | 60.7 | 5.1 | 91 | 0.3 | 0.3 | 0 | 0 | 0.2 | 66.3 | 1.5 | 0.3 | 7
Sun, 22.04. 01:00 | 80.8 | 78.1 | 2.7 | 104.3 | 0.2 | 0.2 | 0 | 0 | 0.2 | 51.9 | 1.7 | 0.3 | 5
Sun, 22.04. 02:00 | 72 | 70.3 | 1.7 | 96.6 | 0.2 | 0.2 | 0 | 0 | 0.2 | 37.4 | 1.3 | 0.3 | 6
Sun, 22.04. 03:00 | 94.4 | 93.7 | 0.7 | 116.5 | 0.2 | 0.2 | 0 | 0 | 0.2 | 18.6 | 1.9 | 0.3 | 4
Sun, 22.04. 04:00 | 99.1 | 97.4 | 1.7 | 120.9 | 0.2 | 0.2 | 0 | 0 | 0.2 | 11.7 | 2 | 0.3 | 4
Sun, 22.04. 05:00 | 111.1 | 109.2 | 1.9 | 132 | 0.2 | 0.2 | 0 | 0 | 0.2 | 10.1 | 2.2 | 0.3 | 5
Sun, 22.04. 06:00 | 105 | 102.4 | 2.6 | 126.7 | 0.2 | 0.2 | 0 | 0 | 0.2 | 10.4 | 1.9 | 0.3 | 7
Sun, 22.04. 07:00 | 68.7 | 63.7 | 5 | 94.7 | 0.2 | 0.2 | 0 | 0 | 0.2 | 10.7 | 1.2 | 0.4 | 10
Sun, 22.04. 08:00 | 56.9 | 44.8 | 12.1 | 82.5 | 0.2 | 0.2 | 0 | 0 | 0.3 | 10.9 | 1.9 | 0.4 | 13
Sun, 22.04. 09:00 | 55.5 | 33.3 | 22.2 | 80.1 | 0.3 | 0.3 | 0 | 0 | 0.3 | 12.5 | 3 | 0.4 | 15
Sun, 22.04. 10:00 | 55.9 | 31.6 | 24.3 | 80.3 | 0.8 | 0.8 | 0 | 0 | 0.3 | 15 | 3.2 | 0.4 | 17
Sun, 22.04. 11:00 | 59.6 | 32.5 | 27.1 | 83.6 | 0.9 | 0.9 | 0 | 0 | 0.3 | 23.4 | 3.5 | 0.4 | 17
Sun, 22.04. 12:00 | 51.2 | 28.5 | 22.7 | 76 | 2.6 | 2.6 | 0 | 0 | 0.3 | 31.1 | 3.1 | 0.4 | 19
Sun, 22.04. 13:00 | 47.3 | 28.4 | 18.9 | 72.6 | 2.7 | 2.7 | 0 | 0 | 0.3 | 42.7 | 2.6 | 0.4 | 19
Sun, 22.04. 14:00 | 41.5 | 25.8 | 15.7 | 67.3 | 4 | 4 | 0 | 0 | 0.2 | 55.7 | 2.3 | 0.4 | 20
Sun, 22.04. 15:00 | 44.7 | 29.4 | 15.3 | 70.3 | 2.8 | 2.8 | 0 | 0 | 0.3 | 58.2 | 2.2 | 0.4 | 19
Sun, 22.04. 16:00 | 43.6 | 29.2 | 14.4 | 69.2 | 1.2 | 1.2 | 0 | 0 | 0.3 | 64.8 | 2 | 0.4 | 18
Sun, 22.04. 17:00 | 45.9 | 30.3 | 15.6 | 71.1 | 1.2 | 1.2 | 0 | 0 | 0.2 | 69.8 | 2.2 | 0.4 | 18
Sun, 22.04. 18:00 | 48.2 | 31.7 | 16.5 | 73.1 | 0.7 | 0.7 | 0 | 0 | 0.2 | 85 | 2.4 | 0.4 | 16
Sun, 22.04. 19:00 | 62.6 | 43.9 | 18.7 | 86.7 | 0.6 | 0.6 | 0 | 0 | 0.2 | 96.7 | 2.8 | 0.4 | 13
Sun, 22.04. 20:00 | 61.9 | 45.3 | 16.6 | 86.6 | 0.5 | 0.5 | 0 | 0 | 0.2 | 84.4 | 2.6 | 0.4 | 12
Sun, 22.04. 21:00 | 51.7 | 38.2 | 13.5 | 77 | 0.4 | 0.4 | 0 | 0 | 0.2 | 68.4 | 2.1 | 0.4 | 13
Sun, 22.04. 22:00 | 33.5 | 22.3 | 11.2 | 61.2 | 0.3 | 0.3 | 0 | 0 | 0.2 | 62 | 1.5 | 0.4 | 12
Sun, 22.04. 23:00 | 29.3 | 22.5 | 6.8 | 58.1 | 0.3 | 0.3 | 0 | 0 | 0.2 | 46.4 | 0.9 | 0.4 | 11
Mon, 23.04. 00:00 | 29.3 | 24.9 | 4.4 | 58.7 | 0 | 0 | 0 | 0 | 0.2 | 35.3 | 0.6 | 0.4 | 10
Mon, 23.04. 01:00 | 38 | 35.7 | 2.3 | 66.5 | 0 | 0 | 0 | 0 | 0.2 | 18.1 | 0.5 | 0.4 | 9
Mon, 23.04. 02:00 | 50.2 | 49.5 | 0.7 | 77.6 | 0 | 0 | 0 | 0 | 0.2 | 10.8 | 0.6 | 0.4 | 8
Mon, 23.04. 03:00 | 50 | 49.3 | 0.7 | 77.4 | 0 | 0 | 0 | 0 | 0.2 | 9.2 | 0.6 | 0.4 | 8
Mon, 23.04. 04:00 | 68.3 | 65.8 | 2.5 | 94.1 | 0 | 0 | 0 | 0 | 0.2 | 12.1 | 1.1 | 0.4 | 7
Mon, 23.04. 05:00 | 88 | 80.2 | 7.8 | 112.5 | 0 | 0 | 0 | 0 | 0.2 | 23.8 | 1.8 | 0.4 | 7
Mon, 23.04. 06:00 | 102.7 | 81.1 | 21.6 | 126.4 | 0 | 0 | 0 | 0 | 0.3 | 43.9 | 3.2 | 0.4 | 8
Mon, 23.04. 07:00 | 93.1 | 69.6 | 23.5 | 118.2 | 0 | 0 | 0 | 0 | 0.9 | 52.7 | 2.9 | 0.4 | 9
Mon, 23.04. 08:00 | 72.9 | 49.4 | 23.5 | 99.9 | 0 | 0 | 0 | 0 | 1.7 | 51.7 | 2.3 | 0.4 | 11
Mon, 23.04. 09:00 | 66.1 | 41.9 | 24.2 | 93.4 | 0 | 0 | 0 | 0 | 2 | 45.3 | 1.9 | 0.4 | 12
Mon, 23.04. 10:00 | 63.3 | 37 | 26.3 | 90.9 | 0 | 0 | 0 | 0 | 2.1 | 39.3 | 1.8 | 0.4 | 13
Mon, 23.04. 11:00 | 53.2 | 28 | 25.2 | 81 | 0 | 0 | 0 | 0 | 1.8 | 37.7 | 1.4 | 0.4 | 14
Mon, 23.04. 12:00 | 53.4 | 27.1 | 26.3 | 81.3 | 0 | 0 | 0 | 0 | 1.6 | 43.2 | 1.4 | 0.4 | 14
Mon, 23.04. 13:00 | 49.1 | 23.7 | 25.4 | 76.9 | 0 | 0 | 0 | 0 | 1.5 | 53 | 1.3 | 0.4 | 15
Mon, 23.04. 14:00 | 44.4 | 22.5 | 21.9 | 72.4 | 0 | 0 | 0 | 0 | 1.4 | 60.5 | 1.2 | 0.4 | 15
Mon, 23.04. 15:00 | 46.3 | 23.8 | 22.5 | 74.1 | 0 | 0 | 0 | 0 | 1.4 | 80.9 | 1.3 | 0.4 | 15
Mon, 23.04. 16:00 | 51.3 | 29.9 | 21.4 | 79 | 0 | 0 | 0 | 0 | 1.2 | 110.2 | 1.4 | 0.4 | 13
Mon, 23.04. 17:00 | 52.6 | 29.8 | 22.8 | 79.9 | 0 | 0 | 0 | 0 | 0.7 | 134.1 | 1.8 | 0.4 | 13
Mon, 23.04. 18:00 | 52.1 | 31.6 | 20.5 | 79.4 | 0 | 0 | 0 | 0 | 0.4 | 129.4 | 1.8 | 0.4 | 12
Mon, 23.04. 19:00 | 61.4 | 39 | 22.4 | 88 | 0 | 0 | 0 | 0 | 0.3 | 127 | 2.5 | 0.4 | 11
Mon, 23.04. 20:00 | 61.4 | 39 | 22.4 | 87.8 | 0 | 0 | 0 | 0 | 0.3 | 104.2 | 2.6 | 0.4 | 11
Mon, 23.04. 21:00 | 66.7 | 44.9 | 21.8 | 93.2 | 0 | 0 | 0 | 0 | 0.3 | 95.1 | 2.7 | 0.4 | 10
Mon, 23.04. 22:00 | 37.4 | 26.8 | 10.6 | 66 | 0 | 0 | 0 | 0 | 0.2 | 73.4 | 1.3 | 0.4 | 10
Mon, 23.04. 23:00 | 40.7 | 34.4 | 6.3 | 68.7 | 0 | 0 | 0 | 0 | 0.2 | 61.7 | 1 | 0.4 | 9
Tue, 24.04. 00:00 | 62.5 | 57.7 | 4.8 | 88.5 | 0 | 0 | 0 | 0 | 0.2 | 38.6 | 1.3 | 0.4 | 8
Tue, 24.04. 01:00 | 61.1 | 58.5 | 2.6 | 87.5 | 0 | 0 | 0 | 0 | 0.2 | 20 | 1 | 0.4 | 8
Tue, 24.04. 02:00 | 67.9 | 67.2 | 0.7 | 93.4 | 0 | 0 | 0 | 0 | 0.2 | 10.6 | 1 | 0.4 | 7
Tue, 24.04. 03:00 | 79.3 | 78.6 | 0.7 | 103.5 | 0 | 0 | 0 | 0 | 0.2 | 9 | 1.3 | 0.4 | 6
Tue, 24.04. 04:00 | 96.6 | 94.1 | 2.5 | 119.8 | 0 | 0 | 0 | 0 | 0.2 | 12.3 | 1.7 | 0.4 | 6
Tue, 24.04. 05:00 | 124.1 | 117 | 7.1 | 144.9 | 0 | 0 | 0 | 0 | 0.2 | 22 | 2.6 | 0.4 | 6
Tue, 24.04. 06:00 | 153 | 133.5 | 19.5 | 171.5 | 0 | 0 | 0 | 0 | 0.3 | 39.6 | 4.1 | 0.5 | 7
Tue, 24.04. 07:00 | 170.9 | 147.5 | 23.4 | 189 | 0 | 0 | 0 | 0 | 0.9 | 52.7 | 4.4 | 0.5 | 7
Tue, 24.04. 08:00 | 138.5 | 116.8 | 21.7 | 160 | 0 | 0 | 0 | 0 | 1.6 | 48 | 3.3 | 0.5 | 8
Tue, 24.04. 09:00 | 131.5 | 107.6 | 23.9 | 154.4 | 0 | 0 | 0 | 0 | 2 | 44.8 | 2.8 | 0.5 | 9
Tue, 24.04. 10:00 | 127.7 | 102.4 | 25.3 | 150.9 | 0 | 0 | 0 | 0 | 2 | 37.8 | 2.6 | 0.5 | 9
Tue, 24.04. 11:00 | 132.3 | 105.8 | 26.5 | 154.9 | 0 | 0 | 0 | 0 | 1.9 | 39.8 | 2.6 | 0.5 | 8
Tue, 24.04. 12:00 | 100.4 | 75.3 | 25.1 | 125.9 | 0 | 0 | 0 | 0 | 1.6 | 41.4 | 1.8 | 0.5 | 10
Tue, 24.04. 13:00 | 111.7 | 87 | 24.7 | 136.1 | 0 | 0 | 0 | 0 | 1.5 | 51.4 | 2.1 | 0.5 | 9
Tue, 24.04. 14:00 | 105.1 | 81.5 | 23.6 | 130.4 | 0 | 0 | 0 | 0 | 1.5 | 65 | 1.9 | 0.5 | 10
Tue, 24.04. 15:00 | 109.9 | 88.4 | 21.5 | 134.1 | 0 | 0 | 0 | 0 | 1.3 | 77.7 | 2 | 0.5 | 9
Tue, 24.04. 16:00 | 113.5 | 91.9 | 21.6 | 137.1 | 0 | 0 | 0 | 0 | 1.2 | 112.4 | 2.3 | 0.5 | 9
Tue, 24.04. 17:00 | 125.8 | 102.8 | 23 | 147.4 | 0 | 0 | 0 | 0 | 0.7 | 135.4 | 3 | 0.5 | 8
Tue, 24.04. 18:00 | 129.6 | 108.7 | 20.9 | 150.1 | 0 | 0 | 0 | 0 | 0.4 | 132.1 | 3.4 | 0.5 | 7
Tue, 24.04. 19:00 | 151.6 | 128.5 | 23.1 | 169.3 | 0 | 0 | 0 | 0 | 0.3 | 130.9 | 4.5 | 0.5 | 6
Tue, 24.04. 20:00 | 177.5 | 153.9 | 23.6 | 192 | 0 | 0 | 0 | 0 | 0.3 | 109.6 | 5.5 | 0.5 | 4
Tue, 24.04. 21:00 | 158.6 | 138.5 | 20.1 | 174.6 | 0 | 0 | 0 | 0 | 0.2 | 87.7 | 5 | 0.5 | 4
Tue, 24.04. 22:00 | 122.9 | 111.1 | 11.8 | 142.2 | 0 | 0 | 0 | 0 | 0.2 | 81.9 | 3.5 | 0.5 | 4
Tue, 24.04. 23:00 | 118 | 111.2 | 6.8 | 137.8 | 0 | 0 | 0 | 0 | 0.2 | 67.1 | 3 | 0.5 | 3
Wed, 25.04. 00:00 | 126.4 | 122.1 | 4.3 | 145.1 | 0 | 0 | 0 | 0 | 0.2 | 34.9 | 3.2 | 0.5 | 2
Wed, 25.04. 01:00 | 116.9 | 114.6 | 2.3 | 136.8 | 0 | 0 | 0 | 0 | 0.2 | 18.3 | 2.6 | 0.5 | 3
Wed, 25.04. 02:00 | 120.4 | 119.7 | 0.7 | 140.1 | 0 | 0 | 0 | 0 | 0.2 | 10.6 | 2.5 | 0.5 | 3
Wed, 25.04. 03:00 | 134.4 | 133.7 | 0.7 | 152.6 | 0 | 0 | 0 | 0 | 0.2 | 9.2 | 2.9 | 0.5 | 2
Wed, 25.04. 04:00 | 162.9 | 160.2 | 2.7 | 179 | 0 | 0 | 0 | 0 | 0.2 | 12.7 | 3.6 | 0.5 | 2
Wed, 25.04. 05:00 | 196 | 188.7 | 7.3 | 209 | 0 | 0 | 0 | 0 | 0.2 | 22.6 | 4.6 | 0.5 | 3
Wed, 25.04. 06:00 | 263.4 | 241.8 | 21.6 | 269.5 | 0 | 0 | 0 | 0 | 0.3 | 43.9 | 7.3 | 0.5 | 4
Wed, 25.04. 07:00 | 250 | 226.8 | 23.2 | 259.3 | 0 | 0 | 0 | 0 | 0.9 | 52.2 | 6.4 | 0.5 | 5
Wed, 25.04. 08:00 | 227.2 | 203.4 | 23.8 | 240.2 | 0 | 0 | 0 | 0 | 1.8 | 52.7 | 5.3 | 0.5 | 6
Wed, 25.04. 09:00 | 222 | 197 | 25 | 235.8 | 0 | 0 | 0 | 0 | 2.1 | 47.1 | 4.9 | 0.5 | 6
Wed, 25.04. 10:00 | 179 | 154.2 | 24.8 | 196.9 | 0 | 0 | 0 | 0 | 1.9 | 37.1 | 3.7 | 0.5 | 8
Wed, 25.04. 11:00 | 200.2 | 174.4 | 25.8 | 215.5 | 0 | 0 | 0 | 0 | 1.8 | 39 | 4.3 | 0.5 | 5
Wed, 25.04. 12:00 | 191.2 | 162.2 | 29 | 208 | 0 | 0 | 0 | 0 | 1.8 | 47.9 | 3.9 | 0.5 | 7
Wed, 25.04. 13:00 | 186.3 | 159.1 | 27.2 | 203.3 | 0 | 0 | 0 | 0 | 1.6 | 56.8 | 3.7 | 0.5 | 7
Wed, 25.04. 14:00 | 207.9 | 184.6 | 23.3 | 222 | 0 | 0 | 0 | 0 | 1.5 | 64.4 | 4.5 | 0.5 | 4
Wed, 25.04. 15:00 | 219.1 | 196.7 | 22.4 | 231.7 | 0 | 0 | 0 | 0 | 1.4 | 80.9 | 5 | 0.5 | 3
Wed, 25.04. 16:00 | 188 | 167.4 | 20.6 | 203 | 0 | 0 | 0 | 0 | 1.1 | 107 | 4.3 | 0.5 | 5
Wed, 25.04. 17:00 | 188.2 | 165.2 | 23 | 202.5 | 0 | 0 | 0 | 0 | 0.7 | 135.4 | 4.7 | 0.5 | 6
Wed, 25.04. 18:00 | 221.2 | 198.2 | 23 | 231.4 | 0 | 0 | 0 | 0 | 0.5 | 146.1 | 6 | 0.5 | 4
Wed, 25.04. 19:00 | 235.4 | 211.7 | 23.7 | 243.1 | 0 | 0 | 0 | 0 | 0.3 | 134.9 | 7 | 0.5 | 3
Wed, 25.04. 20:00 | 238.2 | 214.3 | 23.9 | 245.1 | 0 | 0 | 0 | 0 | 0.3 | 111.7 | 7.4 | 0.5 | 3
Wed, 25.04. 21:00 | 223 | 202.4 | 20.6 | 230.8 | 0 | 0 | 0 | 0 | 0.2 | 89.6 | 7.1 | 0.5 | 2
Wed, 25.04. 22:00 | 148.5 | 137.5 | 11 | 164.6 | 0 | 0 | 0 | 0 | 0.2 | 76.5 | 4.4 | 0.5 | 2
Wed, 25.04. 23:00 | 130.3 | 123.9 | 6.4 | 148.6 | 0 | 0 | 0 | 0 | 0.2 | 63.7 | 3.5 | 0.5 | 2
Thu, 26.04. 00:00 | 135.8 | 131.2 | 4.6 | 153.8 | 0 | 0 | 0 | 0 | 0.2 | 37.8 | 3.4 | 0.5 | 2
Thu, 26.04. 01:00 | 130.2 | 127.9 | 2.3 | 148.9 | 0 | 0 | 0 | 0 | 0.2 | 18.9 | 3 | 0.5 | 2
Thu, 26.04. 02:00 | 146.8 | 146 | 0.8 | 163.7 | 0 | 0 | 0 | 0 | 0.2 | 11 | 3.3 | 0.5 | 1
Thu, 26.04. 03:00 | 145.4 | 144.7 | 0.7 | 162.5 | 0 | 0 | 0 | 0 | 0.2 | 9.3 | 3.3 | 0.5 | 1
Thu, 26.04. 04:00 | 165.6 | 163.1 | 2.5 | 181.2 | 0 | 0 | 0 | 0 | 0.2 | 12.2 | 3.8 | 0.5 | 1
Thu, 26.04. 05:00 | 203.7 | 196.3 | 7.4 | 216 | 0 | 0 | 0 | 0 | 0.2 | 22.9 | 4.9 | 0.5 | 2
Thu, 26.04. 06:00 | 263.1 | 241.8 | 21.3 | 269.3 | 0 | 0 | 0 | 0 | 0.3 | 43.5 | 7.4 | 0.5 | 3
Thu, 26.04. 07:00 | 236.5 | 213.8 | 22.7 | 247.3 | 0 | 0 | 0 | 0 | 0.9 | 51.1 | 6.1 | 0.5 | 5
Thu, 26.04. 08:00 | 223.6 | 199.4 | 24.2 | 237.2 | 0 | 0 | 0 | 0 | 1.8 | 53.8 | 5.2 | 0.5 | 6
Thu, 26.04. 09:00 | 195.5 | 171.5 | 24 | 211.9 | 0 | 0 | 0 | 0 | 2 | 45.3 | 4.2 | 0.5 | 7
Thu, 26.04. 10:00 | 172.4 | 149.1 | 23.3 | 190.6 | 0 | 0 | 0 | 0 | 1.8 | 34.8 | 3.6 | 0.5 | 7
Thu, 26.04. 11:00 | 173.6 | 146.1 | 27.5 | 192.3 | 0 | 0 | 0 | 0 | 1.9 | 41.4 | 3.4 | 0.5 | 8
Thu, 26.04. 12:00 | 172.7 | 145.7 | 27 | 191.2 | 0 | 0 | 0 | 0 | 1.7 | 44.6 | 3.5 | 0.5 | 7
Thu, 26.04. 13:00 | 169.9 | 144.4 | 25.5 | 188.5 | 0 | 0 | 0 | 0 | 1.5 | 53.5 | 3.4 | 0.5 | 7
Thu, 26.04. 14:00 | 176.6 | 153.9 | 22.7 | 194.1 | 0 | 0 | 0 | 0 | 1.5 | 63.1 | 3.6 | 0.5 | 6
Thu, 26.04. 15:00 | 182.2 | 159.6 | 22.6 | 198.9 | 0 | 0 | 0 | 0 | 1.4 | 81.7 | 3.8 | 0.5 | 6
Thu, 26.04. 16:00 | 189.3 | 166.7 | 22.6 | 204.8 | 0 | 0 | 0 | 0 | 1.2 | 117.9 | 4.2 | 0.5 | 6
Thu, 26.04. 17:00 | 171.6 | 150 | 21.6 | 187.6 | 0 | 0 | 0 | 0 | 0.7 | 127.4 | 4.2 | 0.5 | 6
Thu, 26.04. 18:00 | 187.8 | 166.5 | 21.3 | 201.6 | 0 | 0 | 0 | 0 | 0.4 | 134.9 | 5 | 0.5 | 5
Thu, 26.04. 19:00 | 215.3 | 191.8 | 23.5 | 225.4 | 0 | 0 | 0 | 0 | 0.3 | 133.6 | 6.4 | 0.5 | 4
Thu, 26.04. 20:00 | 215.7 | 192.3 | 23.4 | 225.4 | 0 | 0 | 0 | 0 | 0.3 | 109.6 | 6.6 | 0.5 | 4
Thu, 26.04. 21:00 | 189.7 | 169.8 | 19.9 | 201.4 | 0 | 0 | 0 | 0 | 0.2 | 86.8 | 5.9 | 0.5 | 4
Thu, 26.04. 22:00 | 133.9 | 122.1 | 11.8 | 152 | 0 | 0 | 0 | 0 | 0.2 | 81.9 | 3.8 | 0.5 | 4
Thu, 26.04. 23:00 | 108.2 | 101.8 | 6.4 | 129.1 | 0 | 0 | 0 | 0 | 0.2 | 63.7 | 2.7 | 0.5 | 4
Fri, 27.04. 00:00 | 115 | 110.8 | 4.2 | 135.2 | 0 | 0 | 0 | 0 | 0.2 | 34.6 | 2.8 | 0.5 | 3
Fri, 27.04. 01:00 | 123.2 | 120.8 | 2.4 | 142.7 | 0 | 0 | 0 | 0 | 0.2 | 19.2 | 2.8 | 0.5 | 3
Fri, 27.04. 02:00 | 130.6 | 129.9 | 0.7 | 149.3 | 0 | 0 | 0 | 0 | 0.2 | 10.5 | 2.9 | 0.5 | 2
Fri, 27.04. 03:00 | 147.2 | 146.5 | 0.7 | 164.2 | 0 | 0 | 0 | 0 | 0.2 | 9.3 | 3.4 | 0.5 | 1
Fri, 27.04. 04:00 | 151.4 | 149 | 2.4 | 168.7 | 0 | 0 | 0 | 0 | 0.2 | 11.8 | 3.3 | 0.5 | 2
Fri, 27.04. 05:00 | 202.5 | 195.4 | 7.1 | 214.7 | 0 | 0 | 0 | 0 | 0.2 | 22 | 4.9 | 0.5 | 2
Fri, 27.04. 06:00 | 280.6 | 258.8 | 21.8 | 284.9 | 0 | 0 | 0 | 0 | 0.3 | 44.3 | 7.9 | 0.5 | 3
Fri, 27.04. 07:00 | 269.3 | 245.7 | 23.6 | 276.8 | 0 | 0 | 0 | 0 | 0.9 | 53.2 | 7 | 0.5 | 4
Fri, 27.04. 08:00 | 274.4 | 248.5 | 25.9 | 283.1 | 0 | 0 | 0 | 0 | 1.9 | 57.4 | 6.7 | 0.5 | 4
Fri, 27.04. 09:00 | 213.7 | 191.1 | 22.6 | 227.9 | 0 | 0 | 0 | 0 | 1.9 | 42.6 | 4.8 | 0.5 | 5
Fri, 27.04. 10:00 | 200.8 | 176.3 | 24.5 | 216.3 | 0 | 0 | 0 | 0 | 1.9 | 36.7 | 4.3 | 0.5 | 6
Fri, 27.04. 11:00 | 191 | 163.8 | 27.2 | 207.9 | 0 | 0 | 0 | 0 | 1.9 | 41 | 3.9 | 0.5 | 7
Fri, 27.04. 12:00 | 199.5 | 172.8 | 26.7 | 215 | 0 | 0 | 0 | 0 | 1.6 | 44.2 | 4.3 | 0.5 | 5
Fri, 27.04. 13:00 | 245.2 | 218.1 | 27.1 | 255.8 | 0 | 0 | 0 | 0 | 1.6 | 56.8 | 5.7 | 0.5 | 2
Fri, 27.04. 14:00 | 200.8 | 177.4 | 23.4 | 216 | 0 | 0 | 0 | 0 | 1.5 | 65 | 4.3 | 0.5 | 5
Fri, 27.04. 15:00 | 197.1 | 174.9 | 22.2 | 212.2 | 0 | 0 | 0 | 0 | 1.4 | 80.1 | 4.2 | 0.5 | 5
Fri, 27.04. 16:00 | 193.9 | 173 | 20.9 | 208.5 | 0 | 0 | 0 | 0 | 1.1 | 109.1 | 4.4 | 0.5 | 5
Fri, 27.04. 17:00 | 187.7 | 166.3 | 21.4 | 201.9 | 0 | 0 | 0 | 0 | 0.7 | 126.1 | 4.7 | 0.5 | 5
Fri, 27.04. 18:00 | 191.9 | 171.1 | 20.8 | 205.2 | 0 | 0 | 0 | 0 | 0.4 | 132.1 | 5.1 | 0.5 | 5
Fri, 27.04. 19:00 | 215.6 | 193 | 22.6 | 225.5 | 0 | 0 | 0 | 0 | 0.3 | 128.3 | 6.4 | 0.5 | 4
Fri, 27.04. 20:00 | 229.2 | 205.3 | 23.9 | 237.4 | 0 | 0 | 0 | 0 | 0.3 | 111.7 | 7 | 0.5 | 4
Fri, 27.04. 21:00 | 231.8 | 209.6 | 22.2 | 239.1 | 0 | 0 | 0 | 0 | 0.3 | 96.9 | 7.3 | 0.5 | 3
Fri, 27.04. 22:00 | 137.7 | 125.9 | 11.8 | 155.5 | 0 | 0 | 0 | 0 | 0.2 | 82.7 | 4 | 0.5 | 4
Fri, 27.04. 23:00 | 112 | 105.5 | 6.5 | 132.7 | 0 | 0 | 0 | 0 | 0.2 | 65.1 | 2.8 | 0.5 | 4
Sat, 28.04. 00:00 | 105.9 | 101 | 4.9 | 127.3 | 0 | 0 | 0 | 0 | 0.2 | 53.6 | 2.5 | 0.5 | 4
Sat, 28.04. 01:00 | 116.3 | 113.5 | 2.8 | 136.6 | 0 | 0 | 0 | 0 | 0.2 | 30.9 | 2.7 | 0.5 | 3
Sat, 28.04. 02:00 | 115.4 | 113.7 | 1.7 | 135.8 | 0 | 0 | 0 | 0 | 0.2 | 19.8 | 2.5 | 0.5 | 3
Sat, 28.04. 03:00 | 106.8 | 106.1 | 0.7 | 128.2 | 0 | 0 | 0 | 0 | 0.2 | 11.8 | 2.1 | 0.5 | 4
Sat, 28.04. 04:00 | 131.5 | 130.1 | 1.4 | 150.6 | 0 | 0 | 0 | 0 | 0.2 | 10.9 | 2.7 | 0.5 | 3
Sat, 28.04. 05:00 | 161.3 | 159.7 | 1.6 | 177.8 | 0 | 0 | 0 | 0 | 0.2 | 12.2 | 3.3 | 0.5 | 4
Sat, 28.04. 06:00 | 204.1 | 201.8 | 2.3 | 216.2 | 0 | 0 | 0 | 0 | 0.2 | 11.9 | 4.3 | 0.5 | 4
Sat, 28.04. 07:00 | 220.9 | 215.4 | 5.5 | 232.8 | 0 | 0 | 0 | 0 | 0.4 | 14 | 4.6 | 0.5 | 4
Sat, 28.04. 08:00 | 205.6 | 191.4 | 14.2 | 220 | 0 | 0 | 0 | 0 | 0.6 | 21.1 | 4.5 | 0.5 | 6
Sat, 28.04. 09:00 | 163.4 | 141 | 22.4 | 181.1 | 0 | 0 | 0 | 0 | 0.5 | 23.7 | 4.5 | 0.5 | 7
Sat, 28.04. 10:00 | 164.1 | 135.9 | 28.2 | 182 | 0 | 0 | 0 | 0 | 0.6 | 47.3 | 4.7 | 0.5 | 8
Sat, 28.04. 11:00 | 156.7 | 126.9 | 29.8 | 175.3 | 0 | 0 | 0 | 0 | 0.5 | 55.3 | 4.6 | 0.5 | 8
Sat, 28.04. 12:00 | 156.5 | 124.6 | 31.9 | 175.9 | 0 | 0 | 0 | 0 | 0.6 | 83.8 | 4.3 | 0.5 | 9
Sat, 28.04. 13:00 | 165.4 | 138 | 27.4 | 183.4 | 0 | 0 | 0 | 0 | 0.5 | 90.4 | 4.2 | 0.5 | 7
Sat, 28.04. 14:00 | 187.5 | 161.4 | 26.1 | 203.1 | 0 | 0 | 0 | 0 | 0.5 | 90.7 | 4.7 | 0.5 | 5
Sat, 28.04. 15:00 | 142.5 | 120.1 | 22.4 | 162.8 | 0 | 0 | 0 | 0 | 0.4 | 80.2 | 3.2 | 0.5 | 8
Sat, 28.04. 16:00 | 160.3 | 137.5 | 22.8 | 178.4 | 0 | 0 | 0 | 0 | 0.4 | 84.3 | 3.8 | 0.5 | 7
Sat, 28.04. 17:00 | 164.5 | 143 | 21.5 | 181.4 | 0 | 0 | 0 | 0 | 0.3 | 81.6 | 4.2 | 0.5 | 6
Sat, 28.04. 18:00 | 179.2 | 158.2 | 21 | 194.2 | 0 | 0 | 0 | 0 | 0.3 | 90.3 | 4.8 | 0.5 | 6
Sat, 28.04. 19:00 | 185.9 | 166.6 | 19.3 | 199.4 | 0 | 0 | 0 | 0 | 0.2 | 81.9 | 5.2 | 0.5 | 5
Sat, 28.04. 20:00 | 183 | 165.7 | 17.3 | 196.4 | 0 | 0 | 0 | 0 | 0.2 | 71.1 | 5.2 | 0.5 | 5
Sat, 28.04. 21:00 | 177.1 | 164.1 | 13 | 190.6 | 0 | 0 | 0 | 0 | 0.2 | 63.7 | 5 | 0.5 | 4
Sat, 28.04. 22:00 | 137.2 | 126.6 | 10.6 | 155 | 0 | 0 | 0 | 0 | 0.2 | 64.2 | 3.9 | 0.5 | 3
Sat, 28.04. 23:00 | 121.5 | 114.6 | 6.9 | 141 | 0 | 0 | 0 | 0 | 0.2 | 59.6 | 3.2 | 0.5 | 3
Sun, 29.04. 00:00 | 124.6 | 119.5 | 5.1 | 143.8 | 0 | 0 | 0 | 0 | 0.2 | 68.3 | 3.1 | 0.5 | 3
Sun, 29.04. 01:00 | 116.9 | 114.1 | 2.8 | 136.9 | 0 | 0 | 0 | 0 | 0.2 | 54.1 | 2.7 | 0.5 | 3
Sun, 29.04. 02:00 | 115 | 113.3 | 1.7 | 135.3 | 0 | 0 | 0 | 0 | 0.2 | 37 | 2.5 | 0.5 | 3
Sun, 29.04. 03:00 | 116.3 | 115.6 | 0.7 | 136.4 | 0 | 0 | 0 | 0 | 0.2 | 18.3 | 2.5 | 0.5 | 3
Sun, 29.04. 04:00 | 128.7 | 127.1 | 1.6 | 147.8 | 0 | 0 | 0 | 0 | 0.2 | 11.5 | 2.8 | 0.5 | 3
Sun, 29.04. 05:00 | 177.5 | 175.7 | 1.8 | 191.3 | 0 | 0 | 0 | 0 | 0.2 | 9.6 | 4 | 0.5 | 3
Sun, 29.04. 06:00 | 219.4 | 216.9 | 2.5 | 228.6 | 0 | 0 | 0 | 0 | 0.2 | 10.1 | 5 | 0.5 | 4
Sun, 29.04. 07:00 | 200.5 | 195.6 | 4.9 | 212.7 | 0 | 0 | 0 | 0 | 0.2 | 10.6 | 4.4 | 0.5 | 5
Sun, 29.04. 08:00 | 186.5 | 174.4 | 12.1 | 200.7 | 0 | 0 | 0 | 0 | 0.3 | 11.1 | 4.5 | 0.5 | 6
Sun, 29.04. 09:00 | 159.4 | 138.8 | 20.6 | 175.9 | 0 | 0 | 0 | 0 | 0.2 | 11.7 | 4.7 | 0.5 | 7
Sun, 29.04. 10:00 | 153.7 | 128.4 | 25.3 | 171.2 | 0 | 0 | 0 | 0 | 0.3 | 15.8 | 4.8 | 0.5 | 9
Sun, 29.04. 11:00 | 130.9 | 108.2 | 22.7 | 150.4 | 0 | 0 | 0 | 0 | 0.2 | 19.9 | 4.2 | 0.5 | 9
Sun, 29.04. 12:00 | 114.8 | 94.1 | 20.7 | 136 | 0 | 0 | 0 | 0 | 0.2 | 28.6 | 3.6 | 0.5 | 10
Sun, 29.04. 13:00 | 133.6 | 114.7 | 18.9 | 153.2 | 0 | 0 | 0 | 0 | 0.3 | 43.2 | 3.8 | 0.5 | 9
Sun, 29.04. 14:00 | 119.8 | 102.9 | 16.9 | 140.9 | 0 | 0 | 0 | 0 | 0.3 | 61 | 3.2 | 0.5 | 10
Sun, 29.04. 15:00 | 132.2 | 118.4 | 13.8 | 151.5 | 0 | 0 | 0 | 0 | 0.2 | 53.3 | 3.4 | 0.5 | 8
Sun, 29.04. 16:00 | 146 | 131.4 | 14.6 | 163.7 | 0 | 0 | 0 | 0 | 0.3 | 66 | 3.8 | 0.5 | 8
Sun, 29.04. 17:00 | 164.9 | 149.9 | 15 | 180 | 0 | 0 | 0 | 0 | 0.2 | 67.8 | 4.5 | 0.5 | 6
Sun, 29.04. 18:00 | 187.1 | 169.6 | 17.5 | 199.7 | 0 | 0 | 0 | 0 | 0.2 | 91.7 | 5.3 | 0.5 | 6
Sun, 29.04. 19:00 | 195.6 | 178.1 | 17.5 | 206.9 | 0 | 0 | 0 | 0 | 0.2 | 92.2 | 5.8 | 0.5 | 5
Sun, 29.04. 20:00 | 204.5 | 188 | 16.5 | 214.4 | 0 | 0 | 0 | 0 | 0.2 | 84.4 | 6.1 | 0.4 | 4
Sun, 29.04. 21:00 | 189.1 | 175.8 | 13.3 | 200.5 | 0 | 0 | 0 | 0 | 0.2 | 68.4 | 5.5 | 0.4 | 4
Sun, 29.04. 22:00 | 133.4 | 122.4 | 11 | 151.5 | 0 | 0 | 0 | 0 | 0.2 | 60.8 | 3.8 | 0.4 | 4
Sun, 29.04. 23:00 | 103.6 | 97.5 | 6.1 | 125 | 0 | 0 | 0 | 0 | 0.2 | 42.7 | 2.7 | 0.4 | 4
Mon, 30.04. 00:00 | 106 | 101.4 | 4.6 | 127.7 | 0 | 0 | 0 | 0 | 0.2 | 38.2 | 2.5 | 0.4 | 4
Mon, 30.04. 01:00 | 102.3 | 99.9 | 2.4 | 124.3 | 0 | 0 | 0 | 0 | 0.2 | 19.2 | 2.2 | 0.4 | 4
Mon, 30.04. 02:00 | 102.4 | 101.7 | 0.7 | 124.6 | 0 | 0 | 0 | 0 | 0.2 | 10.9 | 2 | 0.4 | 4
Mon, 30.04. 03:00 | 82 | 81.4 | 0.6 | 106.1 | 0 | 0 | 0 | 0 | 0.2 | 8.4 | 1.5 | 0.4 | 5
Mon, 30.04. 04:00 | 102.7 | 100.2 | 2.5 | 125.5 | 0 | 0 | 0 | 0 | 0.2 | 12.1 | 1.9 | 0.4 | 5
Mon, 30.04. 05:00 | 125.6 | 118 | 7.6 | 147.1 | 0 | 0 | 0 | 0 | 0.2 | 23.6 | 2.6 | 0.4 | 6
Mon, 30.04. 06:00 | 152.6 | 131.8 | 20.8 | 171.9 | 0 | 0 | 0 | 0 | 0.3 | 42.6 | 4.2 | 0.4 | 7
Mon, 30.04. 07:00 | 139.5 | 115.8 | 23.7 | 161.5 | 0 | 0 | 0 | 0 | 0.9 | 53.8 | 3.6 | 0.4 | 9
Mon, 30.04. 08:00 | 117.8 | 94.4 | 23.4 | 142.5 | 0 | 0 | 0 | 0 | 1.7 | 52.2 | 2.8 | 0.4 | 10
Mon, 30.04. 09:00 | 110.7 | 87.1 | 23.6 | 136.2 | 0 | 0 | 0 | 0 | 2 | 44.8 | 2.3 | 0.4 | 10
Mon, 30.04. 10:00 | 95.2 | 70.7 | 24.5 | 121 | 0 | 0 | 0 | 0 | 1.9 | 37.1 | 2 | 0.4 | 12
Mon, 30.04. 11:00 | 99.5 | 72.8 | 26.7 | 125.6 | 0 | 0 | 0 | 0 | 1.9 | 40.6 | 1.9 | 0.4 | 11
Mon, 30.04. 12:00 | 116.4 | 88.2 | 28.2 | 141.3 | 0 | 0 | 0 | 0 | 1.7 | 46.9 | 2.2 | 0.4 | 9
Mon, 30.04. 13:00 | 98.8 | 73.2 | 25.6 | 125.2 | 0 | 0 | 0 | 0 | 1.5 | 54.1 | 1.8 | 0.4 | 10
Mon, 30.04. 14:00 | 92.3 | 70.2 | 22.1 | 118.9 | 0 | 0 | 0 | 0 | 1.4 | 61.8 | 1.6 | 0.4 | 10
Mon, 30.04. 15:00 | 108.5 | 85.9 | 22.6 | 133.6 | 0 | 0 | 0 | 0 | 1.4 | 82.5 | 2 | 0.4 | 9
Mon, 30.04. 16:00 | 114.5 | 93.5 | 21 | 138.2 | 0 | 0 | 0 | 0 | 1.1 | 110.2 | 2.3 | 0.4 | 8
Mon, 30.04. 17:00 | 119.9 | 96.7 | 23.2 | 142.5 | 0 | 0 | 0 | 0 | 0.7 | 138.1 | 2.9 | 0.4 | 8
Mon, 30.04. 18:00 | 105.2 | 85.7 | 19.5 | 128.6 | 0 | 0 | 0 | 0 | 0.4 | 125.2 | 2.7 | 0.4 | 8
Mon, 30.04. 19:00 | 125.4 | 102.1 | 23.3 | 146.6 | 0 | 0 | 0 | 0 | 0.3 | 133.6 | 3.8 | 0.4 | 7.8
Mon, 30.04. 20:00 | 116.4 | 95.4 | 21 | 137.9 | 0 | 0 | 0 | 0 | 0.2 | 99 | 3.6 | 0.4 | 7.5
Mon, 30.04. 21:00 | 116.9 | 95.9 | 21 | 138.2 | 0 | 0 | 0 | 0 | 0.3 | 92.3 | 3.7 | 0.4 | 7.8
Mon, 30.04. 22:00 | 73.9 | 62.3 | 11.6 | 99.2 | 0 | 0 | 0 | 0 | 0.2 | 81.9 | 2.2 | 0.4 | 8
Mon, 30.04. 23:00 | 54.4 | 47.9 | 6.5 | 81.7 | 0 | 0 | 0 | 0 | 0.2 | 65.7 | 1.3 | 0.4 | 8.5
Tue, 01.05. 00:00 | 38.1 | 33.5 | 4.6 | 66.6 | 1.1 | 1.1 | 0 | 0 | 0.2 | 61.1 | 0.9 | 0.3 | 8.8
Tue, 01.05. 01:00 | 33 | 30.6 | 2.4 | 61.8 | 0.8 | 0.8 | 0 | 0 | 0.2 | 46.5 | 0.6 | 0.3 | 8.8
Tue, 01.05. 02:00 | 37.8 | 36.1 | 1.7 | 66.5 | 0.8 | 0.8 | 0 | 0 | 0.2 | 38.1 | 0.6 | 0.3 | 8.8
Tue, 01.05. 03:00 | 26.5 | 25.9 | 0.6 | 56.2 | 0.6 | 0.6 | 0 | 0 | 0.2 | 17 | 0.2 | 0.3 | 9.5
Tue, 01.05. 04:00 | 20.2 | 18.5 | 1.7 | 50.3 | 0.7 | 0.7 | 0 | 0 | 0.2 | 12.1 | 0.3 | 0.3 | 11.2
Tue, 01.05. 05:00 | 15.2 | 13.6 | 1.6 | 45 | 0.6 | 0.6 | 0 | 0 | 0.2 | 9.3 | 0.3 | 0.3 | 13.2
Tue, 01.05. 06:00 | 25.8 | 23.3 | 2.5 | 55.4 | 0.7 | 0.7 | 0 | 0 | 0.2 | 10.2 | 0.4 | 0.3 | 12
Tue, 01.05. 07:00 | 17.6 | 12.5 | 5.1 | 46.7 | 0.8 | 0.8 | 0 | 0 | 0.2 | 11.3 | 0.7 | 0.3 | 15
Tue, 01.05. 08:00 | 23.3 | 10.9 | 12.4 | 51.5 | 1.4 | 1.4 | 0 | 0 | 0.3 | 11.4 | 1.6 | 0.3 | 17
Tue, 01.05. 09:00 | 29.8 | 8.9 | 20.9 | 57.1 | 2 | 2 | 0 | 0 | 0.2 | 12 | 2.6 | 0.3 | 18
Tue, 01.05. 10:00 | 32 | 8.5 | 23.5 | 58.9 | 5.4 | 5.4 | 0 | 0 | 0.3 | 14.7 | 3.2 | 0.3 | 20
Tue, 01.05. 11:00 | 31 | 7.8 | 23.2 | 58 | 5.5 | 5.5 | 0 | 0 | 0.2 | 20.3 | 3.1 | 0.3 | 20
Tue, 01.05. 12:00 | 31.3 | 8.1 | 23.2 | 58.4 | 8.1 | 8.1 | 0 | 0 | 0.3 | 32.3 | 3.3 | 0.3 | 21
Tue, 01.05. 13:00 | 24.5 | 7.2 | 17.3 | 52.2 | 8.9 | 8.9 | 0 | 0 | 0.2 | 39.8 | 2.7 | 0.3 | 22
Tue, 01.05. 14:00 | 23.9 | 7.6 | 16.3 | 51.7 | 9.6 | 9.6 | 0 | 0 | 0.2 | 59.2 | 2.6 | 0.3 | 22
Tue, 01.05. 15:00 | 21.2 | 7.4 | 13.8 | 49.2 | 9.2 | 9.2 | 0 | 0 | 0.2 | 53.3 | 2.3 | 0.3 | 22
Tue, 01.05. 16:00 | 19.8 | 7 | 12.8 | 47.9 | 8.8 | 8.8 | 0 | 0 | 0.2 | 57.9 | 2.1 | 0.3 | 22
Tue, 01.05. 17:00 | 23.8 | 8.1 | 15.7 | 51.4 | 8.3 | 8.3 | 0 | 0 | 0.2 | 71.1 | 2.5 | 0.3 | 21
Tue, 01.05. 18:00 | 23.7 | 8 | 15.7 | 51.3 | 6.2 | 6.2 | 0 | 0 | 0.2 | 82.4 | 2.3 | 0.3 | 20
Tue, 01.05. 19:00 | 27 | 9.2 | 17.8 | 54.5 | 3.2 | 3.2 | 0 | 0 | 0.2 | 94.1 | 2.4 | 0.3 | 17
Tue, 01.05. 20:00 | 26.3 | 9.3 | 17 | 53.9 | 2.8 | 2.8 | 0 | 0 | 0.2 | 87.7 | 2.3 | 0.3 | 16
Tue, 01.05. 21:00 | 21.6 | 8.2 | 13.4 | 49.7 | 2.1 | 2.1 | 0 | 0 | 0.2 | 69.1 | 1.8 | 0.3 | 16
Tue, 01.05. 22:00 | 13.2 | 2.6 | 10.6 | 42 | 1.7 | 1.7 | 0 | 0 | 0.2 | 59.7 | 1.4 | 0.3 | 15
Tue, 01.05. 23:00 | 11.5 | 5.1 | 6.4 | 40.8 | 1.2 | 1.2 | 0 | 0 | 0.2 | 44.5 | 0.9 | 0.3 | 14
Wed, 02.05. 00:00 | 12.4 | 8.2 | 4.2 | 41.9 | 0.5 | 0.5 | 0 | 0 | 0.2 | 34.9 | 0.5 | 0.3 | 13
Wed, 02.05. 01:00 | 14.6 | 12.3 | 2.3 | 44.6 | 0.4 | 0.4 | 0 | 0 | 0.2 | 19 | 0.3 | 0.3 | 12
Wed, 02.05. 02:00 | 12.8 | 12.1 | 0.7 | 42.9 | 0.3 | 0.3 | 0 | 0 | 0.2 | 10.4 | 0.1 | 0.3 | 12
Wed, 02.05. 03:00 | 17.1 | 16.5 | 0.6 | 47.3 | 0.3 | 0.3 | 0 | 0 | 0.2 | 8.6 | 0.1 | 0.3 | 11
Wed, 02.05. 04:00 | 26.4 | 24 | 2.4 | 56.4 | 0.2 | 0.2 | 0 | 0 | 0.2 | 11.8 | 0.3 | 0.3 | 10
Wed, 02.05. 05:00 | 37.2 | 29.4 | 7.8 | 66.6 | 0.3 | 0.3 | 0 | 0 | 0.2 | 24.2 | 0.9 | 0.3 | 10
Wed, 02.05. 06:00 | 45.8 | 25.5 | 20.3 | 73.8 | 0.3 | 0.3 | 0 | 0 | 0.3 | 41.8 | 2.3 | 0.3 | 11
Wed, 02.05. 07:00 | 42.5 | 18.4 | 24.1 | 70.1 | 0.4 | 0.4 | 0 | 0 | 0.9 | 54.8 | 2.5 | 0.2 | 13
Wed, 02.05. 08:00 | 32.4 | 11.7 | 20.7 | 60.6 | 0.6 | 0.6 | 0 | 0 | 1.5 | 46.5 | 1.9 | 0.2 | 14
Wed, 02.05. 09:00 | 32.8 | 8.8 | 24 | 61.1 | 1.3 | 1.3 | 0 | 0 | 2 | 45.7 | 1.9 | 0.2 | 16
Wed, 02.05. 10:00 | 34.3 | 8.3 | 26 | 62.6 | 2.1 | 2.1 | 0 | 0 | 2 | 39.3 | 1.8 | 0.2 | 18
Wed, 02.05. 11:00 | 35.2 | 7.7 | 27.5 | 63.6 | 3.7 | 3.7 | 0 | 0 | 1.9 | 41.9 | 1.7 | 0.2 | 19
Wed, 02.05. 12:00 | 37.1 | 7.6 | 29.5 | 65.4 | 5.7 | 5.7 | 0 | 0 | 1.8 | 49.2 | 1.9 | 0.2 | 20
Wed, 02.05. 13:00 | 33 | 6.9 | 26.1 | 61.4 | 5.4 | 5.4 | 0 | 0 | 1.5 | 55.2 | 1.7 | 0.2 | 20
Wed, 02.05. 14:00 | 26.7 | 6 | 20.7 | 55.4 | 4.9 | 4.9 | 0 | 0 | 1.3 | 58 | 1.5 | 0.2 | 20
Wed, 02.05. 15:00 | 29.3 | 6.7 | 22.6 | 57.8 | 5.6 | 5.6 | 0 | 0 | 1.4 | 82.5 | 1.6 | 0.2 | 20
Wed, 02.05. 16:00 | 26.5 | 5.9 | 20.6 | 55.1 | 3.8 | 3.8 | 0 | 0 | 1.1 | 108.1 | 1.5 | 0.2 | 19
Wed, 02.05. 17:00 | 28.2 | 5.8 | 22.4 | 56.5 | 2.3 | 2.3 | 0 | 0 | 0.7 | 134.1 | 1.8 | 0.2 | 18
Wed, 02.05. 18:00 | 25.7 | 5.6 | 20.1 | 54 | 1.8 | 1.8 | 0 | 0 | 0.4 | 129.4 | 1.8 | 0.2 | 17
Wed, 02.05. 19:00 | 27.6 | 6 | 21.6 | 55.3 | 1.5 | 1.5 | 0 | 0 | 0.3 | 124.4 | 2.3 | 0.2 | 16
Wed, 02.05. 20:00 | 28.5 | 6.2 | 22.3 | 56 | 1 | 1 | 0 | 0 | 0.3 | 105.3 | 2.5 | 0.2 | 15
Wed, 02.05. 21:00 | 30.4 | 9.5 | 20.9 | 58 | 0.8 | 0.8 | 0 | 0 | 0.2 | 92.3 | 2.4 | 0.2 | 14
Wed, 02.05. 22:00 | 20.4 | 9.3 | 11.1 | 49 | 0.6 | 0.6 | 0 | 0 | 0.2 | 78.1 | 1.4 | 0.2 | 13
Wed, 02.05. 23:00 | 18.8 | 12.2 | 6.6 | 48 | 0.5 | 0.5 | 0 | 0 | 0.2 | 66.4 | 0.8 | 0.2 | 12
Thu, 03.05. 00:00 | 25.8 | 20.9 | 4.9 | 55.3 | 0 | 0 | 0 | 0 | 0.2 | 40 | 0.6 | 0.2 | 11
Thu, 03.05. 01:00 | 26.8 | 24.5 | 2.3 | 56.5 | 0 | 0 | 0 | 0 | 0.2 | 18.9 | 0.3 | 0.2 | 10
Thu, 03.05. 02:00 | 36.8 | 36.1 | 0.7 | 65.5 | 0 | 0 | 0 | 0 | 0.2 | 10.7 | 0.3 | 0.2 | 9
Thu, 03.05. 03:00 | 37.3 | 36.6 | 0.7 | 66.1 | 0 | 0 | 0 | 0 | 0.2 | 9.3 | 0.3 | 0.2 | 9
Thu, 03.05. 04:00 | 28.7 | 26.4 | 2.3 | 58.5 | 0 | 0 | 0 | 0 | 0.2 | 11 | 0.3 | 0.2 | 10
Thu, 03.05. 05:00 | 36.6 | 29.7 | 6.9 | 65.6 | 0 | 0 | 0 | 0 | 0.2 | 21.5 | 0.8 | 0.2 | 11
Thu, 03.05. 06:00 | 53.9 | 33.8 | 20.1 | 81.1 | 0 | 0 | 0 | 0 | 0.3 | 41.3 | 2.4 | 0.2 | 12
Thu, 03.05. 07:00 | 52.5 | 29.1 | 23.4 | 79.4 | 0 | 0 | 0 | 0 | 0.9 | 53.2 | 2.5 | 0.2 | 14
Thu, 03.05. 08:00 | 49.8 | 26.5 | 23.3 | 77.3 | 0 | 0 | 0 | 0 | 1.7 | 52.2 | 2.1 | 0.2 | 14
Thu, 03.05. 09:00 | 43.8 | 20.5 | 23.3 | 71.6 | 0 | 0 | 0 | 0 | 1.9 | 44.4 | 1.7 | 0.1 | 15
Thu, 03.05. 10:00 | 42.3 | 18.4 | 23.9 | 70.5 | 0 | 0 | 0 | 0 | 1.9 | 36.3 | 1.5 | 0.1 | 15
Thu, 03.05. 11:00 | 45.4 | 18.2 | 27.2 | 73.5 | 0.2 | 0.2 | 0 | 0 | 1.9 | 41.4 | 1.5 | 0.1 | 16
Thu, 03.05. 12:00 | 46 | 17.6 | 28.4 | 74.2 | 0 | 0 | 0 | 0 | 1.7 | 47.4 | 1.4 | 0.1 | 15
Thu, 03.05. 13:00 | 50.3 | 24 | 26.3 | 78.8 | 0 | 0 | 0 | 0 | 1.5 | 55.8 | 1.3 | 0.1 | 13
Thu, 03.05. 14:00 | 43.4 | 20 | 23.4 | 72 | 0 | 0 | 0 | 0 | 1.5 | 65.7 | 1.2 | 0.1 | 14
Thu, 03.05. 15:00 | 40.7 | 19.1 | 21.6 | 69.3 | 0 | 0 | 0 | 0 | 1.3 | 79.3 | 1.2 | 0.1 | 14
Thu, 03.05. 16:00 | 35.6 | 14.9 | 20.7 | 64 | 0 | 0 | 0 | 0 | 1.1 | 109.1 | 1.3 | 0.1 | 15
Thu, 03.05. 17:00 | 42.4 | 19.1 | 23.3 | 70.4 | 0 | 0 | 0 | 0 | 0.7 | 139.4 | 1.7 | 0.1 | 14
Thu, 03.05. 18:00 | 49.5 | 26.9 | 22.6 | 77.3 | 0 | 0 | 0 | 0 | 0.4 | 144.7 | 1.9 | 0.1 | 12
Thu, 03.05. 19:00 | 52.3 | 30.5 | 21.8 | 79.7 | 0 | 0 | 0 | 0 | 0.3 | 125.7 | 2.3 | 0.1 | 11
Thu, 03.05. 20:00 | 59.7 | 36.9 | 22.8 | 87 | 0 | 0 | 0 | 0 | 0.3 | 107.4 | 2.5 | 0.1 | 10
Thu, 03.05. 21:00 | 67.1 | 46.3 | 20.8 | 93.2 | 0 | 0 | 0 | 0 | 0.2 | 91.4 | 2.7 | 0.1 | 9
Thu, 03.05. 22:00 | 51.4 | 39.6 | 11.8 | 78.7 | 0 | 0 | 0 | 0 | 0.2 | 83.5 | 1.7 | 0.1 | 9
Thu, 03.05. 23:00 | 52.8 | 46.3 | 6.5 | 79.6 | 0 | 0 | 0 | 0 | 0.2 | 66.4 | 1.3 | 0.1 | 8
Fri, 04.05. 00:00 | 68 | 63.4 | 4.6 | 93.3 | 0 | 0 | 0 | 0 | 0.2 | 37.8 | 1.4 | 0.1 | 7
Fri, 04.05. 01:00 | 73.7 | 71.4 | 2.3 | 98.3 | 0 | 0 | 0 | 0 | 0.2 | 18.5 | 1.4 | 0.1 | 6
Fri, 04.05. 02:00 | 69.6 | 69 | 0.6 | 94.6 | 0 | 0 | 0 | 0 | 0.2 | 9.9 | 1.2 | 0.1 | 6
Fri, 04.05. 03:00 | 96.4 | 95.7 | 0.7 | 118.5 | 0 | 0 | 0 | 0 | 0.2 | 9.1 | 1.9 | 0.1 | 4
Fri, 04.05. 04:00 | 105.1 | 102.7 | 2.4 | 126.9 | 0 | 0 | 0 | 0 | 0.2 | 11.9 | 2.1 | 0.1 | 4
Fri, 04.05. 05:00 | 136 | 128.3 | 7.7 | 155.5 | 0 | 0 | 0 | 0 | 0.2 | 24 | 3.1 | 0.1 | 4
Fri, 04.05. 06:00 | 135.2 | 113.7 | 21.5 | 155.5 | 0 | 0 | 0 | 0 | 0.3 | 44.3 | 3.9 | 0.1 | 7
Fri, 04.05. 07:00 | 102.8 | 79.6 | 23.2 | 127.5 | 0 | 0 | 0 | 0 | 0.9 | 53.2 | 3 | 0.1 | 10
Fri, 04.05. 08:00 | 97.1 | 73.6 | 23.5 | 122.7 | 0 | 0 | 0 | 0 | 1.7 | 52.7 | 2.6 | 0.1 | 10
Fri, 04.05. 09:00 | 86.7 | 61.6 | 25.1 | 112.6 | 0 | 0 | 0 | 0 | 2.1 | 48 | 2.2 | 0.1 | 12
Fri, 04.05. 10:00 | 75.1 | 51.5 | 23.6 | 101.7 | 0 | 0 | 0 | 0 | 1.8 | 36 | 1.8 | 0.1 | 12
Fri, 04.05. 11:00 | 77.8 | 49.9 | 27.9 | 104.3 | 0 | 0 | 0 | 0 | 1.9 | 42.7 | 1.8 | 0.1 | 13
Fri, 04.05. 12:00 | 74.6 | 48 | 26.6 | 101.4 | 0 | 0 | 0 | 0 | 1.6 | 44.6 | 1.6 | 0.1 | 12
Fri, 04.05. 13:00 | 61.9 | 36.7 | 25.2 | 88.7 | 0 | 0 | 0 | 0 | 1.5 | 53.5 | 1.5 | 0.1 | 15
Fri, 04.05. 14:00 | 65.5 | 43 | 22.5 | 92.5 | 0 | 0 | 0 | 0 | 1.4 | 63.1 | 1.4 | 0.1 | 13
Fri, 04.05. 15:00 | 63.6 | 42.3 | 21.3 | 90.5 | 0 | 0 | 0 | 0 | 1.3 | 77.7 | 1.4 | 0.1 | 13
Fri, 04.05. 16:00 | 65.4 | 43.9 | 21.5 | 92 | 0 | 0 | 0 | 0 | 1.2 | 113.5 | 1.6 | 0.1 | 13
Fri, 04.05. 17:00 | 67.8 | 44.5 | 23.3 | 93.7 | 0 | 0 | 0 | 0 | 0.7 | 139.4 | 2.1 | 0.1 | 13
Fri, 04.05. 18:00 | 67.1 | 46.1 | 21 | 92.9 | 0 | 0 | 0 | 0 | 0.4 | 134.9 | 2.1 | 0.1 | 12
Fri, 04.05. 19:00 | 83.2 | 60.3 | 22.9 | 108.3 | 0 | 0 | 0 | 0 | 0.3 | 132.2 | 2.8 | 0.1 | 10
Fri, 04.05. 20:00 | 92.5 | 70.1 | 22.4 | 116.2 | 0 | 0 | 0 | 0 | 0.3 | 106.4 | 3.2 | 0.1 | 9
Fri, 04.05. 21:00 | 84.4 | 64.5 | 19.9 | 108.5 | 0 | 0 | 0 | 0 | 0.2 | 87.7 | 3 | 0.1 | 9
Fri, 04.05. 22:00 | 54.2 | 43.2 | 11 | 81.1 | 0 | 0 | 0 | 0 | 0.2 | 77.3 | 1.7 | 0.1 | 9
Fri, 04.05. 23:00 | 45.9 | 39.4 | 6.5 | 73.5 | 0 | 0 | 0 | 0 | 0.2 | 65.7 | 1.1 | 0.1 | 9
Sat, 05.05. 00:00 | 40.8 | 35.9 | 4.9 | 69.1 | 0 | 0 | 0 | 0 | 0.2 | 53.6 | 0.8 | 0.1 | 9
Sat, 05.05. 01:00 | 38.9 | 36.1 | 2.8 | 67.3 | 0 | 0 | 0 | 0 | 0.2 | 30.6 | 0.6 | 0.1 | 9
Sat, 05.05. 02:00 | 37.3 | 35.7 | 1.6 | 65.9 | 0 | 0 | 0 | 0 | 0.2 | 19.4 | 0.4 | 0.1 | 9
Sat, 05.05. 03:00 | 38.2 | 37.5 | 0.7 | 66.9 | 0 | 0 | 0 | 0 | 0.2 | 11.8 | 0.4 | 0.1 | 9
Sat, 05.05. 04:00 | 44.4 | 43 | 1.4 | 72.9 | 0 | 0 | 0 | 0 | 0.2 | 11.3 | 0.5 | 0.1 | 9
Sat, 05.05. 05:00 | 64.2 | 62.7 | 1.5 | 91.2 | 0 | 0 | 0 | 0 | 0.2 | 12 | 0.8 | 0.1 | 8
Sat, 05.05. 06:00 | 77.7 | 75.4 | 2.3 | 104.2 | 0 | 0 | 0 | 0 | 0.2 | 12.1 | 0.9 | 0.1 | 8
Sat, 05.05. 07:00 | 70.8 | 65.6 | 5.2 | 98.2 | 0 | 0 | 0 | 0 | 0.3 | 13.4 | 0.9 | 0.1 | 9
Sat, 05.05. 08:00 | 76.3 | 63.5 | 12.8 | 103.1 | 0 | 0 | 0 | 0 | 0.5 | 19.3 | 1.7 | 0.1 | 9
Sat, 05.05. 09:00 | 64.2 | 41.5 | 22.7 | 91.3 | 0 | 0 | 0 | 0 | 0.5 | 24.2 | 2.5 | 0.1 | 11
Sat, 05.05. 10:00 | 71.6 | 43.2 | 28.4 | 98.2 | 0 | 0 | 0 | 0 | 0.6 | 48.2 | 3 | 0.1 | 11
Sat, 05.05. 11:00 | 64 | 34.5 | 29.5 | 90.7 | 0 | 0 | 0 | 0 | 0.5 | 55.3 | 2.9 | 0.1 | 12
Sat, 05.05. 12:00 | 61.6 | 33.3 | 28.3 | 88.6 | 0 | 0 | 0 | 0 | 0.5 | 75.3 | 2.5 | 0.1 | 12
Sat, 05.05. 13:00 | 60.7 | 33.9 | 26.8 | 88 | 0 | 0 | 0 | 0 | 0.5 | 89.5 | 2.1 | 0.1 | 12
Sat, 05.05. 14:00 | 56.6 | 32.2 | 24.4 | 84.3 | 0 | 0 | 0 | 0 | 0.4 | 85.5 | 1.9 | 0.1 | 12
Sat, 05.05. 15:00 | 53.8 | 31.8 | 22 | 81.8 | 0 | 0 | 0 | 0 | 0.4 | 79.4 | 1.6 | 0.1 | 12
Sat, 05.05. 16:00 | 54.6 | 32.5 | 22.1 | 82.5 | 0 | 0 | 0 | 0 | 0.4 | 82.7 | 1.6 | 0.1 | 12
Sat, 05.05. 17:00 | 53.8 | 32.2 | 21.6 | 81.4 | 0 | 0 | 0 | 0 | 0.3 | 83.3 | 1.8 | 0.1 | 12
Sat, 05.05. 18:00 | 60.5 | 39.9 | 20.6 | 87.9 | 0 | 0 | 0 | 0 | 0.3 | 89.5 | 2 | 0.1 | 11
Sat, 05.05. 19:00 | 56.8 | 38.3 | 18.5 | 84.2 | 0 | 0 | 0 | 0 | 0.2 | 79.4 | 2 | 0.1 | 11
Sat, 05.05. 20:00 | 51 | 34 | 17 | 78.2 | 0 | 0 | 0 | 0 | 0.2 | 70.4 | 2 | 0 | 12
Sat, 05.05. 21:00 | 48.1 | 34.2 | 13.9 | 75.7 | 0 | 0 | 0 | 0 | 0.2 | 69 | 1.7 | 0 | 12
Sat, 05.05. 22:00 | 27.3 | 17.4 | 9.9 | 55.8 | 0 | 0 | 0 | 0 | 0.2 | 60.4 | 1.2 | 0 | 12
Sat, 05.05. 23:00 | 21.4 | 14.9 | 6.5 | 50.4 | 0 | 0 | 0 | 0 | 0.2 | 56.6 | 0.8 | 0 | 12
Sun, 06.05. 00:00 | 18.4 | 13.3 | 5.1 | 47.7 | 0 | 0 | 0 | 0 | 0.2 | 67.6 | 0.6 | 0 | 12
Sun, 06.05. 01:00 | 15.7 | 12.9 | 2.8 | 45.4 | 0 | 0 | 0 | 0 | 0.2 | 54.7 | 0.3 | 0 | 12
Sun, 06.05. 02:00 | 15.1 | 13.4 | 1.7 | 44.9 | 0 | 0 | 0 | 0 | 0.2 | 38.9 | 0.2 | 0 | 12
Sun, 06.05. 03:00 | 13.1 | 12.5 | 0.6 | 43 | 0 | 0 | 0 | 0 | 0.2 | 17.5 | 0.1 | 0 | 12
Sun, 06.05. 04:00 | 16.4 | 14.9 | 1.5 | 46.2 | 0 | 0 | 0 | 0 | 0.2 | 11.5 | 0.2 | 0 | 12
Sun, 06.05. 05:00 | 27.6 | 25.9 | 1.7 | 57.6 | 0 | 0 | 0 | 0 | 0.2 | 9.5 | 0.2 | 0 | 11
Sun, 06.05. 06:00 | 34.9 | 32.4 | 2.5 | 64.7 | 0 | 0 | 0 | 0 | 0.2 | 10.1 | 0.3 | 0 | 11
Sun, 06.05. 07:00 | 37 | 32 | 5 | 66.6 | 0 | 0 | 0 | 0 | 0.2 | 11.1 | 0.5 | 0 | 11
Sun, 06.05. 08:00 | 41.9 | 29.9 | 12 | 70.6 | 0 | 0 | 0 | 0 | 0.3 | 11.1 | 1.4 | 0 | 11
Sun, 06.05. 09:00 | 51.5 | 28.9 | 22.6 | 78.9 | 0 | 0 | 0 | 0 | 0.3 | 13 | 2.6 | 0 | 11
Sun, 06.05. 10:00 | 48.8 | 23.6 | 25.2 | 76 | 0 | 0 | 0 | 0 | 0.3 | 15.9 | 2.9 | 0 | 12
Sun, 06.05. 11:00 | 46.5 | 21.8 | 24.7 | 73.7 | 0 | 0 | 0 | 0 | 0.3 | 21.8 | 2.8 | 0 | 12
Sun, 06.05. 12:00 | 40.7 | 17.9 | 22.8 | 68.2 | 0 | 0 | 0 | 0 | 0.3 | 32 | 2.5 | 0 | 13
Sun, 06.05. 13:00 | 35.6 | 17.3 | 18.3 | 63.6 | 0 | 0 | 0 | 0 | 0.3 | 42.3 | 2 | 0 | 13
Sun, 06.05. 14:00 | 31.1 | 14.1 | 17 | 59.2 | 0 | 0 | 0 | 0 | 0.3 | 62.2 | 1.8 | 0 | 14
Sun, 06.05. 15:00 | 28.5 | 13.9 | 14.6 | 56.8 | 0 | 0 | 0 | 0 | 0.2 | 57.1 | 1.6 | 0 | 14
Sun, 06.05. 16:00 | 25.9 | 12.7 | 13.2 | 54.3 | 0 | 0 | 0 | 0 | 0.2 | 60.4 | 1.4 | 0 | 14
Sun, 06.05. 17:00 | 29.2 | 13.8 | 15.4 | 57.4 | 0 | 0 | 0 | 0 | 0.2 | 70.5 | 1.7 | 0 | 14
Sun, 06.05. 18:00 | 29.4 | 13.7 | 15.7 | 57.5 | 0 | 0 | 0 | 0 | 0.2 | 83.3 | 1.8 | 0 | 14
Sun, 06.05. 19:00 | 34.2 | 17.7 | 16.5 | 62.1 | 0 | 0 | 0 | 0 | 0.2 | 87.8 | 1.9 | 0 | 13
Sun, 06.05. 20:00 | 30.2 | 14.5 | 15.7 | 58.2 | 0 | 0 | 0 | 0 | 0.2 | 81.9 | 1.8 | 0 | 14
Sun, 06.05. 21:00 | 28.5 | 14.6 | 13.9 | 56.7 | 0 | 0 | 0 | 0 | 0.2 | 71.9 | 1.6 | 0 | 14
Sun, 06.05. 22:00 | 21.6 | 11 | 10.6 | 50.2 | 0 | 0 | 0 | 0 | 0.2 | 59.1 | 1.3 | 0 | 13
Sun, 06.05. 23:00 | 20 | 13.3 | 6.7 | 49.1 | 0 | 0 | 0 | 0 | 0.2 | 46.9 | 0.8 | 0 | 12
Mon, 07.05. 00:00 | 20.7 | 16.6 | 4.1 | 50.2 | 0.5 | 0.5 | 0 | 0 | 0.2 | 34.9 | 0.5 | 0 | 11
Mon, 07.05. 01:00 | 19.8 | 17.5 | 2.3 | 49.5 | 0.4 | 0.4 | 0 | 0 | 0.2 | 18.9 | 0.3 | 0 | 11
Mon, 07.05. 02:00 | 22.2 | 21.6 | 0.6 | 52.2 | 0.3 | 0.3 | 0 | 0 | 0.2 | 10.1 | 0.1 | 0 | 10
Mon, 07.05. 03:00 | 18.2 | 17.5 | 0.7 | 48.1 | 0.3 | 0.3 | 0 | 0 | 0.2 | 9 | 0.1 | 0 | 11
Mon, 07.05. 04:00 | 20.2 | 17.9 | 2.3 | 50 | 0.2 | 0.2 | 0 | 0 | 0.2 | 11 | 0.3 | 0 | 11
Mon, 07.05. 05:00 | 30 | 22.8 | 7.2 | 59.3 | 0.3 | 0.3 | 0 | 0 | 0.2 | 22.6 | 0.8 | 0 | 11
Mon, 07.05. 06:00 | 47.7 | 26.9 | 20.8 | 75.4 | 0.3 | 0.3 | 0 | 0 | 0.3 | 43 | 2.4 | 0 | 11
Mon, 07.05. 07:00 | 41 | 18.3 | 22.7 | 68.5 | 0.4 | 0.4 | 0 | 0 | 0.9 | 52.2 | 2.4 | 0 | 13
Mon, 07.05. 08:00 | 32.1 | 9.9 | 22.2 | 59.9 | 0.6 | 0.6 | 0 | 0 | 1.6 | 50.1 | 2 | 0 | 15
Mon, 07.05. 09:00 | 33.3 | 9.5 | 23.8 | 61.2 | 1.3 | 1.3 | 0 | 0 | 1.9 | 45.7 | 1.8 | 0 | 16
Mon, 07.05. 10:00 | 33.8 | 8.7 | 25.1 | 61.9 | 2 | 2 | 0 | 0 | 1.9 | 38.2 | 1.7 | 0 | 18
Mon, 07.05. 11:00 | 34.8 | 8.1 | 26.7 | 63 | 2.1 | 2.1 | 0 | 0 | 1.8 | 41 | 1.5 | 0 | 18
Mon, 07.05. 12:00 | 34.9 | 7.6 | 27.3 | 63.2 | 2.3 | 2.3 | 0 | 0 | 1.6 | 46 | 1.5 | 0 | 18
Mon, 07.05. 13:00 | 32 | 7.1 | 24.9 | 60.3 | 3.7 | 3.7 | 0 | 0 | 1.4 | 53 | 1.5 | 0 | 19
Mon, 07.05. 14:00 | 29.4 | 7 | 22.4 | 57.8 | 5.3 | 5.3 | 0 | 0 | 1.4 | 63.1 | 1.6 | 0 | 20
Mon, 07.05. 15:00 | 27.3 | 6.6 | 20.7 | 55.8 | 5.1 | 5.1 | 0 | 0 | 1.2 | 76.1 | 1.5 | 0 | 20
Mon, 07.05. 16:00 | 26.4 | 6.3 | 20.1 | 54.7 | 5.2 | 5.2 | 0 | 0 | 1.1 | 107 | 1.6 | 0 | 20
Mon, 07.05. 17:00 | 29.5 | 6.5 | 23 | 57.3 | 5.5 | 5.5 | 0 | 0 | 0.7 | 138.1 | 2.1 | 0 | 20
Mon, 07.05. 18:00 | 26.6 | 6.2 | 20.4 | 54.3 | 3.5 | 3.5 | 0 | 0 | 0.4 | 132.1 | 2 | 0 | 19
Mon, 07.05. 19:00 | 30 | 6.9 | 23.1 | 57.3 | 1.4 | 1.4 | 0 | 0 | 0.3 | 133.6 | 2.5 | 0 | 15
Mon, 07.05. 20:00 | 35.6 | 11.2 | 24.4 | 62.7 | 1.1 | 1.1 | 0 | 0 | 0.3 | 116 | 2.7 | 0 | 14
Mon, 07.05. 21:00 | 31.1 | 10.1 | 21 | 58.4 | 0.8 | 0.8 | 0 | 0 | 0.2 | 93.2 | 2.4 | 0 | 14
Mon, 07.05. 22:00 | 24 | 13 | 11 | 52.5 | 0.6 | 0.6 | 0 | 0 | 0.2 | 78.1 | 1.4 | 0 | 12
Mon, 07.05. 23:00 | 11.4 | 5 | 6.4 | 40.3 | 0.5 | 0.5 | 0 | 0 | 0.2 | 64.4 | 0.8 | 0 | 14
Tue, 08.05. 00:00 | 7.2 | 2.7 | 4.5 | 36.2 | 0 | 0 | 0 | 0 | 0.2 | 37.5 | 0.6 | 0 | 15
Tue, 08.05. 01:00 | 4.8 | 2.6 | 2.2 | 34.1 | 0 | 0 | 0 | 0 | 0.2 | 17.9 | 0.3 | 0 | 15
Tue, 08.05. 02:00 | 7.4 | 6.7 | 0.7 | 37 | 0 | 0 | 0 | 0 | 0.2 | 11 | 0.1 | 0 | 14
Tue, 08.05. 03:00 | 11.8 | 11.1 | 0.7 | 41.4 | 0 | 0 | 0 | 0 | 0.2 | 9.6 | 0.1 | 0 | 13
Tue, 08.05. 04:00 | 15.8 | 13.4 | 2.4 | 45 | 0 | 0 | 0 | 0 | 0.2 | 12.1 | 0.3 | 0 | 13
Tue, 08.05. 05:00 | 23.4 | 16.3 | 7.1 | 51.8 | 0 | 0 | 0 | 0 | 0.2 | 22.4 | 0.9 | 0 | 14
Tue, 08.05. 06:00 | 48.8 | 27.8 | 21 | 75.2 | 0 | 0 | 0 | 0 | 0.3 | 43.5 | 2.5 | 0 | 13
Tue, 08.05. 07:00 | 47.8 | 26.3 | 21.5 | 74.5 | 0.1 | 0.1 | 0 | 0 | 0.8 | 49.5 | 2.4 | 0 | 13
Tue, 08.05. 08:00 | 49.8 | 26.3 | 23.5 | 76.9 | 0.1 | 0.1 | 0 | 0 | 1.7 | 53.3 | 2.2 | 0 | 13
Tue, 08.05. 09:00 | 44.3 | 20.7 | 23.6 | 71.7 | 0.2 | 0.2 | 0 | 0 | 1.9 | 45.3 | 1.8 | 0 | 14
Tue, 08.05. 10:00 | 40.8 | 15.8 | 25 | 68.2 | 0.4 | 0.4 | 0 | 0 | 1.9 | 38.2 | 1.7 | 0 | 16
Tue, 08.05. 11:00 | 40.1 | 14.3 | 25.8 | 67.7 | 0.6 | 0.6 | 0 | 0 | 1.8 | 39.8 | 1.5 | 0 | 17
Tue, 08.05. 12:00 | 38.7 | 13.1 | 25.6 | 66.5 | 0.6 | 0.6 | 0 | 0 | 1.5 | 43.2 | 1.4 | 0 | 17
Tue, 08.05. 13:00 | 40.1 | 13.8 | 26.3 | 67.8 | 0.7 | 0.7 | 0 | 0 | 1.5 | 56.3 | 1.4 | 0 | 17
Tue, 08.05. 14:00 | 36.6 | 13.4 | 23.2 | 64.3 | 0.7 | 0.7 | 0 | 0 | 1.5 | 65.7 | 1.3 | 0 | 17
Tue, 08.05. 15:00 | 35.8 | 13.4 | 22.4 | 63.7 | 0.2 | 0.2 | 0 | 0 | 1.4 | 82.5 | 1.3 | 0 | 15
Tue, 08.05. 16:00 | 32.6 | 12.2 | 20.4 | 60.5 | 0.4 | 0.4 | 0 | 0 | 1.1 | 108.1 | 1.3 | 0 | 16
Tue, 08.05. 17:00 | 44.6 | 22.8 | 21.8 | 72.1 | 0.2 | 0.2 | 0 | 0 | 0.7 | 131.4 | 1.7 | 0 | 12
Tue, 08.05. 18:00 | 41.2 | 19.9 | 21.3 | 68.4 | 0.2 | 0.2 | 0 | 0 | 0.4 | 137.7 | 1.9 | 0 | 13
Tue, 08.05. 19:00 | 52 | 29.4 | 22.6 | 78.8 | 0.1 | 0.1 | 0 | 0 | 0.3 | 130.9 | 2.4 | 0 | 11
Tue, 08.05. 20:00 | 66.3 | 44.4 | 21.9 | 91.8 | 0.1 | 0.1 | 0 | 0 | 0.3 | 104.2 | 2.8 | 0 | 9
Tue, 08.05. 21:00 | 78.8 | 57.5 | 21.3 | 102.9 | 0.1 | 0.1 | 0 | 0 | 0.3 | 95.1 | 3.1 | 0 | 8
Tue, 08.05. 22:00 | 71.4 | 60.1 | 11.3 | 95.8 | 0 | 0 | 0 | 0 | 0.2 | 80.4 | 2.2 | 0 | 7
Tue, 08.05. 23:00 | 69.5 | 63.4 | 6.1 | 93.9 | 0 | 0 | 0 | 0 | 0.2 | 62.4 | 1.7 | 0 | 6
Wed, 09.05. 00:00 | 80.2 | 75.5 | 4.7 | 103.8 | 0.1 | 0.1 | 0 | 0 | 0.2 | 39.3 | 1.8 | 0 | 6
Wed, 09.05. 01:00 | 90.9 | 88.3 | 2.6 | 113.3 | 0 | 0 | 0 | 0 | 0.2 | 20.3 | 1.9 | 0 | 5
Wed, 09.05. 02:00 | 84.6 | 83.9 | 0.7 | 107.7 | 0 | 0 | 0 | 0 | 0.2 | 10.8 | 1.6 | 0 | 5
Wed, 09.05. 03:00 | 94.9 | 94.2 | 0.7 | 116.8 | 0 | 0 | 0 | 0 | 0.2 | 9.2 | 1.9 | 0 | 4
Wed, 09.05. 04:00 | 107.7 | 105.2 | 2.5 | 128.7 | 0 | 0 | 0 | 0 | 0.2 | 12.7 | 2.2 | 0 | 4
Wed, 09.05. 05:00 | 88.9 | 81.5 | 7.4 | 112.3 | 0 | 0 | 0 | 0 | 0.2 | 23.3 | 2 | 0 | 7
Wed, 09.05. 06:00 | 102.4 | 82.3 | 20.1 | 124.7 | 0 | 0 | 0 | 0 | 0.3 | 41.8 | 3.3 | 0 | 8
Wed, 09.05. 07:00 | 94.5 | 72.4 | 22.1 | 118.2 | 0.1 | 0.1 | 0 | 0 | 0.8 | 51.1 | 3 | 0 | 9
Wed, 09.05. 08:00 | 68.3 | 46.4 | 21.9 | 94.1 | 0.1 | 0.1 | 0 | 0 | 1.6 | 49.6 | 2.3 | 0 | 12
Wed, 09.05. 09:00 | 60 | 37.2 | 22.8 | 86 | 0.2 | 0.2 | 0 | 0 | 1.9 | 44 | 2 | 0 | 14
Wed, 09.05. 10:00 | 60.5 | 34.1 | 26.4 | 86.4 | 0.3 | 0.3 | 0 | 0 | 2 | 40.4 | 1.9 | 0 | 15
Wed, 09.05. 11:00 | 57.9 | 30.7 | 27.2 | 84.1 | 0.5 | 0.5 | 0 | 0 | 1.9 | 41.9 | 1.7 | 0 | 16
Wed, 09.05. 12:00 | 52.4 | 26.8 | 25.6 | 79 | 0.7 | 0.7 | 0 | 0 | 1.5 | 43.2 | 1.5 | 0 | 17
Wed, 09.05. 13:00 | 56.4 | 29.3 | 27.1 | 82.7 | 0.8 | 0.8 | 0 | 0 | 1.6 | 57.9 | 1.6 | 0 | 17
Wed, 09.05. 14:00 | 47.8 | 26 | 21.8 | 74.5 | 0.9 | 0.9 | 0 | 0 | 1.4 | 61.8 | 1.4 | 0 | 18
Wed, 09.05. 15:00 | 46.6 | 25.8 | 20.8 | 73.3 | 0.7 | 0.7 | 0 | 0 | 1.2 | 76.9 | 1.4 | 0 | 17
Wed, 09.05. 16:00 | 46.3 | 25.9 | 20.4 | 72.7 | 0.7 | 0.7 | 0 | 0 | 1.1 | 108.1 | 1.5 | 0 | 17
Wed, 09.05. 17:00 | 46.5 | 25.4 | 21.1 | 72.5 | 0.5 | 0.5 | 0 | 0 | 0.6 | 127.4 | 1.8 | 0 | 16
Wed, 09.05. 18:00 | 49 | 27.6 | 21.4 | 74.6 | 0.2 | 0.2 | 0 | 0 | 0.4 | 139.1 | 2.1 | 0 | 15
Wed, 09.05. 19:00 | 54.7 | 32.4 | 22.3 | 79.7 | 0.2 | 0.2 | 0 | 0 | 0.3 | 129.6 | 2.7 | 0 | 14
Wed, 09.05. 20:00 | 54.2 | 32.1 | 22.1 | 78.9 | 0.1 | 0.1 | 0 | 0 | 0.3 | 105.3 | 2.8 | 0 | 14
Wed, 09.05. 21:00 | 54.9 | 34.1 | 20.8 | 79.7 | 0.1 | 0.1 | 0 | 0 | 0.2 | 92.3 | 2.7 | 0 | 13
Wed, 09.05. 22:00 | 25.9 | 15.3 | 10.6 | 53.6 | 0.1 | 0.1 | 0 | 0 | 0.2 | 75.8 | 1.4 | 0 | 13
Wed, 09.05. 23:00 | 30 | 23.1 | 6.9 | 58.4 | 0.1 | 0.1 | 0 | 0 | 0.2 | 71 | 0.9 | 0 | 11
Thu, 10.05. 00:00 | 37.6 | 33 | 4.6 | 65.4 | 0.8 | 0.8 | 0 | 0 | 0.2 | 61.8 | 0.9 | 0 | 9
Thu, 10.05. 01:00 | 46.5 | 43.8 | 2.7 | 73.3 | 0.7 | 0.7 | 0 | 0 | 0.2 | 51.9 | 0.9 | 0 | 8
Thu, 10.05. 02:00 | 47 | 45.4 | 1.6 | 73.8 | 0.5 | 0.5 | 0 | 0 | 0.2 | 37.4 | 0.8 | 0 | 8
Thu, 10.05. 03:00 | 63.8 | 63 | 0.8 | 89.1 | 0.5 | 0.5 | 0 | 0 | 0.2 | 20.5 | 1 | 0 | 7
Thu, 10.05. 04:00 | 69.3 | 67.8 | 1.5 | 93.7 | 0.4 | 0.4 | 0 | 0 | 0.2 | 11.4 | 1.3 | 0 | 6
Thu, 10.05. 05:00 | 57.3 | 55.7 | 1.6 | 83.4 | 0.4 | 0.4 | 0 | 0 | 0.2 | 9.5 | 0.9 | 0 | 8
Thu, 10.05. 06:00 | 29.7 | 27.5 | 2.2 | 57.3 | 0.4 | 0.4 | 0 | 0 | 0.2 | 9.5 | 0.5 | 0 | 13
Thu, 10.05. 07:00 | 27.7 | 22.6 | 5.1 | 55 | 0.5 | 0.5 | 0 | 0 | 0.2 | 11.5 | 0.9 | 0 | 15
Thu, 10.05. 08:00 | 31.3 | 19.2 | 12.1 | 57.9 | 0.9 | 0.9 | 0 | 0 | 0.3 | 11.3 | 1.6 | 0 | 16
Thu, 10.05. 09:00 | 35.6 | 15.4 | 20.2 | 61.5 | 1.5 | 1.5 | 0 | 0 | 0.2 | 11.7 | 2.6 | 0 | 18
Thu, 10.05. 10:00 | 40.8 | 16.2 | 24.6 | 66.1 | 3.6 | 3.6 | 0 | 0 | 0.3 | 15.6 | 3.3 | 0 | 19
Thu, 10.05. 11:00 | 39.9 | 15.1 | 24.8 | 65.2 | 5.2 | 5.2 | 0 | 0 | 0.3 | 22.1 | 3.4 | 0 | 20
Thu, 10.05. 12:00 | 37.2 | 14.5 | 22.7 | 62.8 | 5.6 | 5.6 | 0 | 0 | 0.3 | 32 | 3.1 | 0 | 20
Thu, 10.05. 13:00 | 33 | 14.3 | 18.7 | 59.1 | 7.3 | 7.3 | 0 | 0 | 0.3 | 43.6 | 2.8 | 0 | 21
Thu, 10.05. 14:00 | 29 | 13.2 | 15.8 | 55.5 | 7 | 7 | 0 | 0 | 0.2 | 58.1 | 2.4 | 0 | 21
Thu, 10.05. 15:00 | 28.7 | 14.2 | 14.5 | 55.2 | 7.3 | 7.3 | 0 | 0 | 0.2 | 57.1 | 2.3 | 0 | 21
Thu, 10.05. 16:00 | 27.2 | 13.8 | 13.4 | 53.7 | 7.1 | 7.1 | 0 | 0 | 0.2 | 62.3 | 2.2 | 0 | 21
Thu, 10.05. 17:00 | 27 | 13.4 | 13.6 | 53.6 | 5.1 | 5.1 | 0 | 0 | 0.2 | 63 | 2.1 | 0 | 20
Thu, 10.05. 18:00 | 29.9 | 14.7 | 15.2 | 56.2 | 2.4 | 2.4 | 0 | 0 | 0.2 | 80.7 | 2.1 | 0 | 18
Thu, 10.05. 19:00 | 32.6 | 16.1 | 16.5 | 58.6 | 2.2 | 2.2 | 0 | 0 | 0.2 | 88.7 | 2.3 | 0 | 17
Thu, 10.05. 20:00 | 30.9 | 15.7 | 15.2 | 57.1 | 1.8 | 1.8 | 0 | 0 | 0.2 | 79.4 | 2.1 | 0 | 16
Thu, 10.05. 21:00 | 26.8 | 14.3 | 12.5 | 53.4 | 1.2 | 1.2 | 0 | 0 | 0.2 | 65 | 1.8 | 0 | 15
Thu, 10.05. 22:00 | 15.1 | 4.8 | 10.3 | 42.9 | 1.3 | 1.3 | 0 | 0 | 0.2 | 58.5 | 1.4 | 0 | 16
Thu, 10.05. 23:00 | 9.2 | 2.9 | 6.3 | 37.7 | 0.8 | 0.8 | 0 | 0 | 0.2 | 44.1 | 0.8 | 0 | 15
Fri, 11.05. 00:00 | 6.3 | 1.8 | 4.5 | 35.1 | 0 | 0 | 0 | 0 | 0.2 | 36.8 | 0.5 | 0 | 15
Fri, 11.05. 01:00 | 7.8 | 5.5 | 2.3 | 37 | 0 | 0 | 0 | 0 | 0.2 | 19 | 0.3 | 0 | 14
Fri, 11.05. 02:00 | 9.9 | 9.2 | 0.7 | 39.4 | 0 | 0 | 0 | 0 | 0.2 | 10.7 | 0.1 | 0 | 13
Fri, 11.05. 03:00 | 10.1 | 9.4 | 0.7 | 39.5 | 0 | 0 | 0 | 0 | 0.2 | 9.1 | 0.1 | 0 | 13
Fri, 11.05. 04:00 | 18.9 | 16.2 | 2.7 | 48.3 | 0 | 0 | 0 | 0 | 0.2 | 12.9 | 0.3 | 0 | 12
Fri, 11.05. 05:00 | 26.4 | 19.3 | 7.1 | 55.1 | 0 | 0 | 0 | 0 | 0.2 | 22.4 | 0.8 | 0 | 12
Fri, 11.05. 06:00 | 45.8 | 24.7 | 21.1 | 73 | 0 | 0 | 0 | 0 | 0.3 | 43.9 | 2.4 | 0 | 12
Fri, 11.05. 07:00 | 49.4 | 25.4 | 24 | 76.4 | 0 | 0 | 0 | 0 | 0.9 | 55.3 | 2.5 | 0 | 12
Fri, 11.05. 08:00 | 47.6 | 23.7 | 23.9 | 75.1 | 0 | 0 | 0 | 0 | 1.7 | 54.3 | 2.1 | 0 | 12
Fri, 11.05. 09:00 | 44.5 | 21.5 | 23 | 72.4 | 0 | 0 | 0 | 0 | 1.9 | 44.4 | 1.7 | 0 | 12
Fri, 11.05. 10:00 | 43.7 | 20.1 | 23.6 | 71.9 | 0 | 0 | 0 | 0 | 1.8 | 36.3 | 1.4 | 0 | 12
Fri, 11.05. 11:00 | 44.1 | 17 | 27.1 | 72.2 | 0 | 0 | 0 | 0 | 1.8 | 41.9 | 1.4 | 0 | 13
Fri, 11.05. 12:00 | 39.7 | 12.6 | 27.1 | 67.9 | 0 | 0 | 0 | 0 | 1.6 | 46 | 1.3 | 0 | 14
Fri, 11.05. 13:00 | 35.7 | 11.6 | 24.1 | 64.1 | 0 | 0 | 0 | 0 | 1.4 | 51.9 | 1.2 | 0 | 14
Fri, 11.05. 14:00 | 34.9 | 12.1 | 22.8 | 63.3 | 0 | 0 | 0 | 0 | 1.4 | 65 | 1.2 | 0 | 14
Fri, 11.05. 15:00 | 31.1 | 8.6 | 22.5 | 59.3 | 0 | 0 | 0 | 0 | 1.4 | 83.3 | 1.2 | 0 | 15
Fri, 11.05. 16:00 | 28.6 | 7.8 | 20.8 | 56.7 | 0 | 0 | 0 | 0 | 1.1 | 111.3 | 1.2 | 0 | 15
Fri, 11.05. 17:00 | 28.1 | 7.1 | 21 | 55.9 | 0.2 | 0.2 | 0 | 0 | 0.6 | 127.4 | 1.5 | 0 | 16
Fri, 11.05. 18:00 | 28.8 | 7.6 | 21.2 | 56.5 | 0 | 0 | 0 | 0 | 0.4 | 137.7 | 1.7 | 0 | 15
Fri, 11.05. 19:00 | 35.4 | 14.3 | 21.1 | 62.7 | 0 | 0 | 0 | 0 | 0.3 | 123.1 | 2.2 | 0 | 13
Fri, 11.05. 20:00 | 38.6 | 15.7 | 22.9 | 65.6 | 0 | 0 | 0 | 0 | 0.3 | 109.6 | 2.5 | 0 | 13
Fri, 11.05. 21:00 | 35.7 | 16.9 | 18.8 | 63.1 | 0 | 0 | 0 | 0 | 0.2 | 84.1 | 2.1 | 0 | 12
Fri, 11.05. 22:00 | 29.3 | 18.5 | 10.8 | 57.6 | 0 | 0 | 0 | 0 | 0.2 | 77.3 | 1.3 | 0 | 11
Fri, 11.05. 23:00 | 28.8 | 22.4 | 6.4 | 57.6 | 0 | 0 | 0 | 0 | 0.2 | 65.1 | 0.8 | 0 | 10
Sat, 12.05. 00:00 | 40.4 | 35.4 | 5 | 68 | 0 | 0 | 0 | 0 | 0.2 | 55.7 | 0.9 | 0 | 9
Sat, 12.05. 01:00 | 50.4 | 47.6 | 2.8 | 77 | 0 | 0 | 0 | 0 | 0.2 | 32.5 | 0.9 | 0 | 8
Sat, 12.05. 02:00 | 49.6 | 47.9 | 1.7 | 76.3 | 0 | 0 | 0 | 0 | 0.2 | 21 | 0.7 | 0 | 8
Sat, 12.05. 03:00 | 48.4 | 47.7 | 0.7 | 75.3 | 0 | 0 | 0 | 0 | 0.2 | 12.3 | 0.6 | 0 | 8
Sat, 12.05. 04:00 | 50.6 | 49.2 | 1.4 | 77.4 | 0 | 0 | 0 | 0 | 0.2 | 11.1 | 0.7 | 0 | 8
Sat, 12.05. 05:00 | 45 | 43.5 | 1.5 | 72.7 | 0 | 0 | 0 | 0 | 0.2 | 12.2 | 0.5 | 0 | 9
Sat, 12.05. 06:00 | 34.2 | 32.1 | 2.1 | 62.7 | 0 | 0 | 0 | 0 | 0.2 | 11.3 | 0.4 | 0 | 11
Sat, 12.05. 07:00 | 31.4 | 26.3 | 5.1 | 59.5 | 0 | 0 | 0 | 0 | 0.3 | 13.4 | 0.6 | 0 | 13
Sat, 12.05. 08:00 | 33.6 | 21 | 12.6 | 61 | 0.1 | 0.1 | 0 | 0 | 0.5 | 19.2 | 1.4 | 0 | 14
Sat, 12.05. 09:00 | 37.2 | 14.8 | 22.4 | 63.6 | 0.1 | 0.1 | 0 | 0 | 0.5 | 24.2 | 2.5 | 0 | 15
Sat, 12.05. 10:00 | 44.7 | 15.6 | 29.1 | 70.4 | 0.5 | 0.5 | 0 | 0 | 0.6 | 50.1 | 3.1 | 0 | 17
Sat, 12.05. 11:00 | 42.6 | 13.5 | 29.1 | 68.5 | 0.7 | 0.7 | 0 | 0 | 0.5 | 55.3 | 2.9 | 0 | 18
Sat, 12.05. 12:00 | 42.4 | 13.3 | 29.1 | 68.7 | 0.5 | 0.5 | 0 | 0 | 0.5 | 78.4 | 2.6 | 0 | 17
Sat, 12.05. 13:00 | 38.7 | 12.7 | 26 | 65.4 | 0.7 | 0.7 | 0 | 0 | 0.4 | 87.8 | 2.1 | 0 | 18
Sat, 12.05. 14:00 | 34.5 | 11.6 | 22.9 | 61.5 | 0.5 | 0.5 | 0 | 0 | 0.4 | 81.2 | 1.7 | 0 | 17
Sat, 12.05. 15:00 | 32.7 | 11.7 | 21 | 60.1 | 0.3 | 0.3 | 0 | 0 | 0.4 | 76.9 | 1.5 | 0 | 16
Sat, 12.05. 16:00 | 35.5 | 12.8 | 22.7 | 62.7 | 0.3 | 0.3 | 0 | 0 | 0.4 | 85.9 | 1.7 | 0 | 16
Sat, 12.05. 17:00 | 36.4 | 13.4 | 23 | 63.2 | 0.1 | 0.1 | 0 | 0 | 0.3 | 89.2 | 1.9 | 0 | 15
Sat, 12.05. 18:00 | 32.5 | 13 | 19.5 | 59.4 | 0.1 | 0.1 | 0 | 0 | 0.2 | 86 | 1.9 | 0 | 15
Sat, 12.05. 19:00 | 36.1 | 17.3 | 18.8 | 62.8 | 0.1 | 0.1 | 0 | 0 | 0.2 | 81.9 | 2 | 0 | 14
Sat, 12.05. 20:00 | 32.1 | 14.3 | 17.8 | 58.7 | 0 | 0 | 0 | 0 | 0.2 | 74.7 | 2.1 | 0 | 15
Sat, 12.05. 21:00 | 28.6 | 15.8 | 12.8 | 55.8 | 0 | 0 | 0 | 0 | 0.2 | 64.4 | 1.6 | 0 | 14
Sat, 12.05. 22:00 | 16.9 | 7.2 | 9.7 | 44.9 | 0 | 0 | 0 | 0 | 0.2 | 59.8 | 1.2 | 0 | 14
Sat, 12.05. 23:00 | 13.6 | 6.6 | 7 | 41.9 | 0 | 0 | 0 | 0 | 0.2 | 61.9 | 0.9 | 0 | 14
Sun, 13.05. 00:00 | 13.2 | 8.2 | 5 | 42.1 | 0.4 | 0.4 | 0 | 0 | 0.2 | 68.3 | 0.6 | 0 | 13
Sun, 13.05. 01:00 | 10.9 | 8.1 | 2.8 | 40 | 0.3 | 0.3 | 0 | 0 | 0.2 | 55.7 | 0.4 | 0 | 13
Sun, 13.05. 02:00 | 9.5 | 7.9 | 1.6 | 38.6 | 0.2 | 0.2 | 0 | 0 | 0.2 | 37.4 | 0.2 | 0 | 13
Sun, 13.05. 03:00 | 12.3 | 11.6 | 0.7 | 41.7 | 0.2 | 0.2 | 0 | 0 | 0.2 | 18.6 | 0.1 | 0 | 12
Sun, 13.05. 04:00 | 14.2 | 12.5 | 1.7 | 43.5 | 0.2 | 0.2 | 0 | 0 | 0.2 | 11.9 | 0.2 | 0 | 12
Sun, 13.05. 05:00 | 16.9 | 15.1 | 1.8 | 46.1 | 0.2 | 0.2 | 0 | 0 | 0.2 | 10.1 | 0.2 | 0 | 12
Sun, 13.05. 06:00 | 15.6 | 13.1 | 2.5 | 44.7 | 0.2 | 0.2 | 0 | 0 | 0.2 | 10.2 | 0.3 | 0 | 13
Sun, 13.05. 07:00 | 14.6 | 9.5 | 5.1 | 43.3 | 0.2 | 0.2 | 0 | 0 | 0.2 | 11.4 | 0.6 | 0 | 14
Sun, 13.05. 08:00 | 16.2 | 4.7 | 11.5 | 44 | 0.5 | 0.5 | 0 | 0 | 0.2 | 10.7 | 1.3 | 0 | 16
Sun, 13.05. 09:00 | 25.4 | 4.2 | 21.2 | 52.1 | 0.8 | 0.8 | 0 | 0 | 0.2 | 12.4 | 2.5 | 0 | 17
Sun, 13.05. 10:00 | 28.9 | 4.2 | 24.7 | 55.3 | 1 | 1 | 0 | 0 | 0.3 | 15.8 | 2.9 | 0 | 17
Sun, 13.05. 11:00 | 27.4 | 3.7 | 23.7 | 53.8 | 1.2 | 1.2 | 0 | 0 | 0.2 | 21.2 | 2.8 | 0 | 18
Sun, 13.05. 12:00 | 26.3 | 3.7 | 22.6 | 52.8 | 2.9 | 2.9 | 0 | 0 | 0.3 | 32 | 2.8 | 0 | 19
Sun, 13.05. 13:00 | 22 | 3.6 | 18.4 | 49 | 3 | 3 | 0 | 0 | 0.3 | 43.2 | 2.3 | 0 | 19
Sun, 13.05. 14:00 | 18.6 | 3.2 | 15.4 | 46 | 4.3 | 4.3 | 0 | 0 | 0.2 | 56.9 | 2 | 0 | 20
Sun, 13.05. 15:00 | 17.8 | 3.5 | 14.3 | 45.3 | 3 | 3 | 0 | 0 | 0.2 | 56.6 | 1.8 | 0 | 19
Sun, 13.05. 16:00 | 17.3 | 3.4 | 13.9 | 44.8 | 3 | 3 | 0 | 0 | 0.2 | 64.8 | 1.8 | 0 | 19
Sun, 13.05. 17:00 | 17.2 | 3.2 | 14 | 44.6 | 2.7 | 2.7 | 0 | 0 | 0.2 | 64.4 | 1.8 | 0 | 19
Sun, 13.05. 18:00 | 20.4 | 3.8 | 16.6 | 47.5 | 1.4 | 1.4 | 0 | 0 | 0.2 | 89.2 | 2 | 0 | 18
Sun, 13.05. 19:00 | 20.8 | 3.9 | 16.9 | 47.9 | 1.1 | 1.1 | 0 | 0 | 0.2 | 91.3 | 2 | 0 | 17
Sun, 13.05. 20:00 | 20.4 | 4 | 16.4 | 47.6 | 0.7 | 0.7 | 0 | 0 | 0.2 | 86.1 | 2 | 0 | 15
Sun, 13.05. 21:00 | 21 | 7.5 | 13.5 | 48.6 | 0.5 | 0.5 | 0 | 0 | 0.2 | 71.2 | 1.6 | 0 | 14
Sun, 13.05. 22:00 | 14.6 | 4.7 | 9.9 | 42.6 | 0.4 | 0.4 | 0 | 0 | 0.2 | 56.3 | 1.2 | 0 | 14
Sun, 13.05. 23:00 | 11.1 | 4.5 | 6.6 | 39.4 | 0.4 | 0.4 | 0 | 0 | 0.2 | 46.9 | 0.8 | 0 | 14
Mon, 14.05. 00:00 | 8.9 | 4.4 | 4.5 | 37.5 | 0.7 | 0.7 | 0 | 0 | 0.2 | 37.8 | 0.6 | 0 | 14
Mon, 14.05. 01:00 | 10 | 7.7 | 2.3 | 39 | 0.5 | 0.5 | 0 | 0 | 0.2 | 18.5 | 0.3 | 0 | 13
Mon, 14.05. 02:00 | 12.1 | 11.4 | 0.7 | 41.4 | 0.4 | 0.4 | 0 | 0 | 0.2 | 10.5 | 0.1 | 0 | 12
Mon, 14.05. 03:00 | 11.9 | 11.3 | 0.6 | 41.1 | 0.4 | 0.4 | 0 | 0 | 0.2 | 8.9 | 0.1 | 0 | 12
Mon, 14.05. 04:00 | 14.4 | 12 | 2.4 | 43.4 | 0.3 | 0.3 | 0 | 0 | 0.2 | 11.6 | 0.3 | 0 | 12
Mon, 14.05. 05:00 | 21.3 | 14 | 7.3 | 49.8 | 0.4 | 0.4 | 0 | 0 | 0.2 | 23.1 | 0.8 | 0 | 12
Mon, 14.05. 06:00 | 29.7 | 8.6 | 21.1 | 56.6 | 0.4 | 0.4 | 0 | 0 | 0.3 | 44.3 | 2.4 | 0 | 14
Mon, 14.05. 07:00 | 26.3 | 4.5 | 21.8 | 53.1 | 0.9 | 0.9 | 0 | 0 | 0.8 | 50.6 | 2.3 | 0 | 17
Mon, 14.05. 08:00 | 28.5 | 4.4 | 24.1 | 55.5 | 1.4 | 1.4 | 0 | 0 | 1.7 | 54.8 | 2.3 | 0 | 17
Mon, 14.05. 09:00 | 27.3 | 3.9 | 23.4 | 54.5 | 3.6 | 3.6 | 0 | 0 | 1.9 | 45.3 | 2 | 0 | 19
Mon, 14.05. 10:00 | 28.3 | 3.6 | 24.7 | 55.7 | 4 | 4 | 0 | 0 | 1.9 | 38.2 | 1.8 | 0 | 19
Mon, 14.05. 11:00 | 30.6 | 3.4 | 27.2 | 58.1 | 4.3 | 4.3 | 0 | 0 | 1.8 | 42.2 | 1.8 | 0 | 19
Mon, 14.05. 12:00 | 26.8 | 2.8 | 24 | 54.5 | 5.2 | 5.2 | 0 | 0 | 1.4 | 40.9 | 1.6 | 0 | 20
Mon, 14.05. 13:00 | 27.2 | 2.9 | 24.3 | 54.9 | 4.3 | 4.3 | 0 | 0 | 1.4 | 52.4 | 1.5 | 0 | 19
Mon, 14.05. 14:00 | 25.4 | 2.9 | 22.5 | 53.2 | 6 | 6 | 0 | 0 | 1.4 | 64.4 | 1.7 | 0 | 20
Mon, 14.05. 15:00 | 24.6 | 2.9 | 21.7 | 52.3 | 6 | 6 | 0 | 0 | 1.3 | 80.9 | 1.6 | 0 | 20
Mon, 14.05. 16:00 | 22.1 | 2.5 | 19.6 | 49.8 | 5.7 | 5.7 | 0 | 0 | 1 | 104.8 | 1.6 | 0 | 20
Mon, 14.05. 17:00 | 23.9 | 2.5 | 21.4 | 51.3 | 4.3 | 4.3 | 0 | 0 | 0.7 | 130.1 | 1.9 | 0 | 19
Mon, 14.05. 18:00 | 24.1 | 2.7 | 21.4 | 51.3 | 2.7 | 2.7 | 0 | 0 | 0.4 | 140.5 | 2 | 0 | 18
Mon, 14.05. 19:00 | 26.5 | 3 | 23.5 | 52.9 | 2.5 | 2.5 | 0 | 0 | 0.3 | 137.5 | 2.6 | 0 | 18
Mon, 14.05. 20:00 | 25.2 | 2.9 | 22.3 | 51.8 | 1.8 | 1.8 | 0 | 0 | 0.3 | 107.4 | 2.6 | 0 | 17
Mon, 14.05. 21:00 | 22.6 | 2.7 | 19.9 | 49.4 | 1 | 1 | 0 | 0 | 0.2 | 89.6 | 2.3 | 0 | 15
Mon, 14.05. 22:00 | 11.6 | 1 | 10.6 | 39.4 | 0.8 | 0.8 | 0 | 0 | 0.2 | 76.5 | 1.3 | 0 | 15
Mon, 14.05. 23:00 | 10.6 | 4.2 | 6.4 | 39 | 0.6 | 0.6 | 0 | 0 | 0.2 | 65.7 | 0.8 | 0 | 14
Tue, 15.05. 00:00 | 9.4 | 4.8 | 4.6 | 38 | 0.1 | 0.1 | 0 | 0 | 0.2 | 38.9 | 0.6 | 0 | 14
Tue, 15.05. 01:00 | 7 | 4.7 | 2.3 | 35.8 | 0.1 | 0.1 | 0 | 0 | 0.2 | 19.4 | 0.3 | 0 | 14
Tue, 15.05. 02:00 | 5.4 | 4.7 | 0.7 | 34.4 | 0.1 | 0.1 | 0 | 0 | 0.2 | 10.7 | 0.1 | 0 | 14
Tue, 15.05. 03:00 | 5.6 | 4.9 | 0.7 | 34.7 | 0.1 | 0.1 | 0 | 0 | 0.2 | 9.5 | 0.1 | 0 | 14
Tue, 15.05. 04:00 | 8.3 | 5.9 | 2.4 | 37.1 | 0.1 | 0.1 | 0 | 0 | 0.2 | 12 | 0.3 | 0 | 14
Tue, 15.05. 05:00 | 12.1 | 4.9 | 7.2 | 40.3 | 0.1 | 0.1 | 0 | 0 | 0.2 | 22.9 | 0.8 | 0 | 15
Tue, 15.05. 06:00 | 26.9 | 7.2 | 19.7 | 53.6 | 0.1 | 0.1 | 0 | 0 | 0.3 | 41.3 | 2.2 | 0 | 15
Tue, 15.05. 07:00 | 30.3 | 7.6 | 22.7 | 56.9 | 0.3 | 0.3 | 0 | 0 | 0.9 | 52.7 | 2.4 | 0 | 16
Tue, 15.05. 08:00 | 28.8 | 6.6 | 22.2 | 55.7 | 0.8 | 0.8 | 0 | 0 | 1.6 | 50.7 | 2 | 0 | 18
Tue, 15.05. 09:00 | 29.3 | 6.2 | 23.1 | 56.3 | 2.5 | 2.5 | 0 | 0 | 1.9 | 44.8 | 1.9 | 0 | 19
Tue, 15.05. 10:00 | 29.9 | 5.6 | 24.3 | 57.2 | 1.1 | 1.1 | 0 | 0 | 1.8 | 37.4 | 1.6 | 0 | 18
Tue, 15.05. 11:00 | 30.8 | 5.2 | 25.6 | 58.4 | 0.7 | 0.7 | 0 | 0 | 1.7 | 39.8 | 1.4 | 0 | 16
Tue, 15.05. 12:00 | 33.4 | 5.3 | 28.1 | 60.8 | 1.2 | 1.2 | 0 | 0 | 1.7 | 47.9 | 1.5 | 0 | 18
Tue, 15.05. 13:00 | 32.3 | 5.2 | 27.1 | 59.8 | 1.2 | 1.2 | 0 | 0 | 1.5 | 58.5 | 1.4 | 0 | 18
Tue, 15.05. 14:00 | 28.3 | 4.9 | 23.4 | 56.1 | 0.8 | 0.8 | 0 | 0 | 1.5 | 66.9 | 1.3 | 0 | 16
Tue, 15.05. 15:00 | 26.4 | 4.7 | 21.7 | 54.1 | 0.8 | 0.8 | 0 | 0 | 1.3 | 80.9 | 1.2 | 0 | 16
Tue, 15.05. 16:00 | 24.7 | 4.3 | 20.4 | 52.5 | 0.5 | 0.5 | 0 | 0 | 1.1 | 109.1 | 1.2 | 0 | 15
Tue, 15.05. 17:00 | 31.4 | 8.3 | 23.1 | 58.6 | 0.5 | 0.5 | 0 | 0 | 0.7 | 140.7 | 1.7 | 0 | 14
Tue, 15.05. 18:00 | 28.4 | 7.8 | 20.6 | 55.6 | 0.4 | 0.4 | 0 | 0 | 0.4 | 134.9 | 1.7 | 0 | 14
Tue, 15.05. 19:00 | 31.3 | 10.8 | 20.5 | 58.3 | 0.3 | 0.3 | 0 | 0 | 0.3 | 120.5 | 2.1 | 0 | 13
Tue, 15.05. 20:00 | 35 | 12.2 | 22.8 | 61.5 | 0.2 | 0.2 | 0 | 0 | 0.3 | 109.6 | 2.5 | 0 | 13
Tue, 15.05. 21:00 | 35.3 | 15 | 20.3 | 62 | 0.2 | 0.2 | 0 | 0 | 0.2 | 91.4 | 2.3 | 0 | 12
Tue, 15.05. 22:00 | 27.2 | 16.8 | 10.4 | 55.1 | 0.1 | 0.1 | 0 | 0 | 0.2 | 75 | 1.2 | 0 | 11
Tue, 15.05. 23:00 | 39 | 32.6 | 6.4 | 66.3 | 0.1 | 0.1 | 0 | 0 | 0.2 | 65.7 | 1 | 0 | 9
Wed, 16.05. 00:00 | 27.8 | 23.4 | 4.4 | 56.5 | 0 | 0 | 0 | 0 | 0.2 | 36.8 | 0.6 | 0 | 10
Wed, 16.05. 01:00 | 36.5 | 34.2 | 2.3 | 64.2 | 0 | 0 | 0 | 0 | 0.2 | 18.6 | 0.5 | 0 | 9
Wed, 16.05. 02:00 | 51.1 | 50.3 | 0.8 | 77.4 | 0 | 0 | 0 | 0 | 0.2 | 11.6 | 0.6 | 0 | 8
Wed, 16.05. 03:00 | 47.7 | 47 | 0.7 | 74.2 | 0 | 0 | 0 | 0 | 0.2 | 9.4 | 0.6 | 0 | 8
Wed, 16.05. 04:00 | 40.6 | 38.2 | 2.4 | 68.2 | 0 | 0 | 0 | 0 | 0.2 | 12.2 | 0.5 | 0 | 9
Wed, 16.05. 05:00 | 40.5 | 33.1 | 7.4 | 68.6 | 0 | 0 | 0 | 0 | 0.2 | 23.6 | 0.9 | 0 | 10
Wed, 16.05. 06:00 | 52 | 32.2 | 19.8 | 78.4 | 0 | 0 | 0 | 0 | 0.3 | 41.8 | 2.3 | 0 | 11
Wed, 16.05. 07:00 | 48.5 | 25.5 | 23 | 74.7 | 0.1 | 0.1 | 0 | 0 | 0.9 | 53.8 | 2.5 | 0 | 13
Wed, 16.05. 08:00 | 44.8 | 20.8 | 24 | 71.3 | 0.1 | 0.1 | 0 | 0 | 1.7 | 54.8 | 2.2 | 0 | 14
Wed, 16.05. 09:00 | 36.9 | 14.3 | 22.6 | 63.9 | 0.2 | 0.2 | 0 | 0 | 1.8 | 44 | 1.7 | 0 | 15
Wed, 16.05. 10:00 | 38.2 | 13.6 | 24.6 | 65.4 | 0.3 | 0.3 | 0 | 0 | 1.9 | 38.2 | 1.6 | 0 | 15
Wed, 16.05. 11:00 | 38.3 | 12.5 | 25.8 | 65.6 | 0.3 | 0.3 | 0 | 0 | 1.7 | 40.2 | 1.4 | 0 | 15
Wed, 16.05. 12:00 | 40.9 | 12.6 | 28.3 | 68.1 | 0.7 | 0.7 | 0 | 0 | 1.7 | 48.3 | 1.5 | 0 | 17
Wed, 16.05. 13:00 | 38.7 | 12.2 | 26.5 | 66 | 0.7 | 0.7 | 0 | 0 | 1.5 | 57.4 | 1.4 | 0 | 17
Wed, 16.05. 14:00 | 34.1 | 11.4 | 22.7 | 61.5 | 0.5 | 0.5 | 0 | 0 | 1.4 | 65 | 1.2 | 0 | 16
Wed, 16.05. 15:00 | 32.3 | 11 | 21.3 | 59.8 | 0.7 | 0.7 | 0 | 0 | 1.3 | 79.3 | 1.2 | 0 | 17
Wed, 16.05. 16:00 | 31.8 | 10.9 | 20.9 | 59.1 | 0.7 | 0.7 | 0 | 0 | 1.1 | 112.4 | 1.3 | 0 | 17
Wed, 16.05. 17:00 | 30.9 | 10 | 20.9 | 57.8 | 0.7 | 0.7 | 0 | 0 | 0.6 | 127.4 | 1.6 | 0 | 17
Wed, 16.05. 18:00 | 32.2 | 10.9 | 21.3 | 58.8 | 0.6 | 0.6 | 0 | 0 | 0.4 | 139.1 | 1.9 | 0 | 17
Wed, 16.05. 19:00 | 34.1 | 11.5 | 22.6 | 60.2 | 0.2 | 0.2 | 0 | 0 | 0.3 | 132.2 | 2.4 | 0 | 15
Wed, 16.05. 20:00 | 39.9 | 16 | 23.9 | 65.8 | 0.1 | 0.1 | 0 | 0 | 0.3 | 114.9 | 2.7 | 0 | 14
Wed, 16.05. 21:00 | 35 | 14.2 | 20.8 | 61.2 | 0.1 | 0.1 | 0 | 0 | 0.2 | 93.2 | 2.4 | 0 | 14
Wed, 16.05. 22:00 | 18.2 | 7.2 | 11 | 45.8 | 0.1 | 0.1 | 0 | 0 | 0.2 | 78.8 | 1.3 | 0 | 14
Wed, 16.05. 23:00 | 12.3 | 5.9 | 6.4 | 40.4 | 0.1 | 0.1 | 0 | 0 | 0.2 | 65.7 | 0.8 | 0 | 14
Thu, 17.05. 00:00 | 8.6 | 4.5 | 4.1 | 37.2 | 0.1 | 0.1 | 0 | 0 | 0.2 | 35.3 | 0.5 | 0 | 14
Thu, 17.05. 01:00 | 10.9 | 8.6 | 2.3 | 39.7 | 0.1 | 0.1 | 0 | 0 | 0.2 | 19.6 | 0.3 | 0 | 13
Thu, 17.05. 02:00 | 9.2 | 8.5 | 0.7 | 38.1 | 0 | 0 | 0 | 0 | 0.2 | 10.7 | 0.1 | 0 | 13
Thu, 17.05. 03:00 | 9.3 | 8.6 | 0.7 | 38.2 | 0 | 0 | 0 | 0 | 0.2 | 9.1 | 0.1 | 0 | 13
Thu, 17.05. 04:00 | 12.6 | 10.2 | 2.4 | 41.3 | 0 | 0 | 0 | 0 | 0.2 | 12.3 | 0.3 | 0 | 13
Thu, 17.05. 05:00 | 23.8 | 16.5 | 7.3 | 52 | 0 | 0 | 0 | 0 | 0.2 | 23.1 | 0.8 | 0 | 12
Thu, 17.05. 06:00 | 35 | 15.2 | 19.8 | 61.8 | 0.1 | 0.1 | 0 | 0 | 0.3 | 41.8 | 2.2 | 0 | 13
Thu, 17.05. 07:00 | 38.8 | 15.8 | 23 | 65.5 | 0.1 | 0.1 | 0 | 0 | 0.9 | 53.8 | 2.4 | 0 | 13
Thu, 17.05. 08:00 | 34.8 | 13.6 | 21.2 | 61.9 | 0.1 | 0.1 | 0 | 0 | 1.5 | 48.6 | 1.9 | 0 | 13
Thu, 17.05. 09:00 | 35.8 | 13.5 | 22.3 | 63.2 | 0.2 | 0.2 | 0 | 0 | 1.8 | 43.5 | 1.6 | 0 | 13
Thu, 17.05. 10:00 | 37.6 | 13.4 | 24.2 | 65.1 | 0.3 | 0.3 | 0 | 0 | 1.8 | 37.4 | 1.5 | 0 | 13
Thu, 17.05. 11:00 | 34.1 | 6.2 | 27.9 | 61.6 | 0.3 | 0.3 | 0 | 0 | 1.9 | 43.5 | 1.5 | 0 | 15
Thu, 17.05. 12:00 | 31.5 | 5.4 | 26.1 | 59 | 0.5 | 0.5 | 0 | 0 | 1.5 | 44.6 | 1.3 | 0 | 16
Thu, 17.05. 13:00 | 31.8 | 5.6 | 26.2 | 59.3 | 0.8 | 0.8 | 0 | 0 | 1.5 | 56.8 | 1.3 | 0 | 17
Thu, 17.05. 14:00 | 29.3 | 5.5 | 23.8 | 56.7 | 1 | 1 | 0 | 0 | 1.5 | 68.2 | 1.3 | 0 | 18
Thu, 17.05. 15:00 | 25.7 | 4.9 | 20.8 | 53.3 | 0.9 | 0.9 | 0 | 0 | 1.2 | 77.7 | 1.2 | 0 | 18
Thu, 17.05. 16:00 | 24.4 | 4.6 | 19.8 | 51.9 | 0.9 | 0.9 | 0 | 0 | 1 | 107 | 1.2 | 0 | 18
Thu, 17.05. 17:00 | 25 | 4.3 | 20.7 | 52.3 | 0.7 | 0.7 | 0 | 0 | 0.6 | 126.1 | 1.5 | 0 | 17
Thu, 17.05. 18:00 | 26.9 | 4.9 | 22 | 53.9 | 0.5 | 0.5 | 0 | 0 | 0.4 | 144.7 | 1.9 | 0 | 16
Thu, 17.05. 19:00 | 28.6 | 5.2 | 23.4 | 55.1 | 0.2 | 0.2 | 0 | 0 | 0.3 | 137.5 | 2.4 | 0 | 15
Thu, 17.05. 20:00 | 30.3 | 8.5 | 21.8 | 56.9 | 0.1 | 0.1 | 0 | 0 | 0.3 | 105.3 | 2.4 | 0 | 14
Thu, 17.05. 21:00 | 33.1 | 12.3 | 20.8 | 59.8 | 0.1 | 0.1 | 0 | 0 | 0.2 | 94.1 | 2.4 | 0 | 13
Thu, 17.05. 22:00 | 18.7 | 8.5 | 10.2 | 46.5 | 0.1 | 0.1 | 0 | 0 | 0.2 | 74.2 | 1.2 | 0 | 13
Thu, 17.05. 23:00 | 18.3 | 11.9 | 6.4 | 46.6 | 0.1 | 0.1 | 0 | 0 | 0.2 | 66.4 | 0.8 | 0 | 12
Fri, 18.05. 00:00 | 16.8 | 12.3 | 4.5 | 45.2 | 0.2 | 0.2 | 0 | 0 | 0.2 | 37.1 | 0.6 | 0 | 12
Fri, 18.05. 01:00 | 14.4 | 12.1 | 2.3 | 43.1 | 0.2 | 0.2 | 0 | 0 | 0.2 | 18.6 | 0.3 | 0 | 12
Fri, 18.05. 02:00 | 13.8 | 13.1 | 0.7 | 42.7 | 0.2 | 0.2 | 0 | 0 | 0.2 | 11.2 | 0.1 | 0 | 12
Fri, 18.05. 03:00 | 18.9 | 18.2 | 0.7 | 47.9 | 0.2 | 0.2 | 0 | 0 | 0.2 | 9.5 | 0.1 | 0 | 11
Fri, 18.05. 04:00 | 20 | 17.7 | 2.3 | 48.9 | 0.1 | 0.1 | 0 | 0 | 0.2 | 11 | 0.3 | 0 | 11
Fri, 18.05. 05:00 | 21.2 | 14 | 7.2 | 49.4 | 0.1 | 0.1 | 0 | 0 | 0.2 | 22.9 | 0.8 | 0 | 13
Fri, 18.05. 06:00 | 31.6 | 12.8 | 18.8 | 58.4 | 0.2 | 0.2 | 0 | 0 | 0.3 | 39.6 | 2.1 | 0 | 14
Fri, 18.05. 07:00 | 32.8 | 10.4 | 22.4 | 59.3 | 0.4 | 0.4 | 0 | 0 | 0.8 | 52.2 | 2.3 | 0 | 16
Fri, 18.05. 08:00 | 34.3 | 10.2 | 24.1 | 60.9 | 0.6 | 0.6 | 0 | 0 | 1.7 | 55.3 | 2.2 | 0 | 16
Fri, 18.05. 09:00 | 31.6 | 8.6 | 23 | 58.6 | 1.1 | 1.1 | 0 | 0 | 1.8 | 44.8 | 1.8 | 0 | 17
Fri, 18.05. 10:00 | 31 | 7.6 | 23.4 | 58.3 | 1.1 | 1.1 | 0 | 0 | 1.8 | 36.3 | 1.5 | 0 | 17
Fri, 18.05. 11:00 | 35.4 | 7.8 | 27.6 | 62.7 | 1.3 | 1.3 | 0 | 0 | 1.9 | 43.1 | 1.5 | 0 | 17
Fri, 18.05. 12:00 | 33.6 | 7 | 26.6 | 61 | 3 | 3 | 0 | 0 | 1.6 | 45.6 | 1.5 | 0 | 19
Fri, 18.05. 13:00 | 32 | 6.8 | 25.2 | 59.4 | 1.6 | 1.6 | 0 | 0 | 1.4 | 54.7 | 1.4 | 0 | 18
Fri, 18.05. 14:00 | 28.1 | 6.4 | 21.7 | 55.7 | 1.6 | 1.6 | 0 | 0 | 1.4 | 62.5 | 1.2 | 0 | 18
Fri, 18.05. 15:00 | 29 | 6.7 | 22.3 | 56.5 | 3.2 | 3.2 | 0 | 0 | 1.3 | 83.3 | 1.4 | 0 | 19
Fri, 18.05. 16:00 | 25.7 | 5.9 | 19.8 | 53.1 | 3 | 3 | 0 | 0 | 1 | 107 | 1.4 | 0 | 19
Fri, 18.05. 17:00 | 26.2 | 5.5 | 20.7 | 53.3 | 1.5 | 1.5 | 0 | 0 | 0.6 | 126.1 | 1.6 | 0 | 18
Fri, 18.05. 18:00 | 26.5 | 5.9 | 20.6 | 53.4 | 1.2 | 1.2 | 0 | 0 | 0.4 | 134.9 | 1.8 | 0 | 17
Fri, 18.05. 19:00 | 28 | 6.2 | 21.8 | 54.5 | 0.6 | 0.6 | 0 | 0 | 0.3 | 128.3 | 2.3 | 0 | 15
Fri, 18.05. 20:00 | 36.9 | 14 | 22.9 | 63.2 | 0.5 | 0.5 | 0 | 0 | 0.3 | 110.7 | 2.5 | 0 | 13
Fri, 18.05. 21:00 | 38.7 | 17.4 | 21.3 | 65.2 | 0.3 | 0.3 | 0 | 0 | 0.2 | 95.9 | 2.4 | 0 | 12
Fri, 18.05. 22:00 | 34 | 23.2 | 10.8 | 61.7 | 0.3 | 0.3 | 0 | 0 | 0.2 | 78.1 | 1.3 | 0 | 10
Fri, 18.05. 23:00 | 28.6 | 22.2 | 6.4 | 56.8 | 0.2 | 0.2 | 0 | 0 | 0.2 | 65.7 | 0.8 | 0 | 10
Sat, 19.05. 00:00 | 27.5 | 22.6 | 4.9 | 55.8 | 0.9 | 0.9 | 0 | 0 | 0.2 | 54.7 | 0.7 | 0 | 10
Sat, 19.05. 01:00 | 37.5 | 34.7 | 2.8 | 65 | 0.7 | 0.7 | 0 | 0 | 0.2 | 32.2 | 0.7 | 0 | 9
Sat, 19.05. 02:00 | 35.1 | 33.5 | 1.6 | 62.7 | 0.6 | 0.6 | 0 | 0 | 0.2 | 20 | 0.5 | 0 | 9
Sat, 19.05. 03:00 | 24.2 | 23.5 | 0.7 | 53.1 | 0.5 | 0.5 | 0 | 0 | 0.2 | 12.2 | 0.1 | 0 | 10
Sat, 19.05. 04:00 | 25.6 | 24.2 | 1.4 | 54.5 | 0.4 | 0.4 | 0 | 0 | 0.2 | 10.9 | 0.2 | 0 | 10
Sat, 19.05. 05:00 | 19 | 17.5 | 1.5 | 47.7 | 0.4 | 0.4 | 0 | 0 | 0.2 | 12.2 | 0.2 | 0 | 12
Sat, 19.05. 06:00 | 17.7 | 15.4 | 2.3 | 46.1 | 0.5 | 0.5 | 0 | 0 | 0.2 | 13.1 | 0.3 | 0 | 14
Sat, 19.05. 07:00 | 17 | 11.7 | 5.3 | 45 | 0.8 | 0.8 | 0 | 0 | 0.3 | 14.1 | 0.6 | 0 | 16
Sat, 19.05. 08:00 | 22 | 9.9 | 12.1 | 49.2 | 1.3 | 1.3 | 0 | 0 | 0.5 | 18.6 | 1.4 | 0 | 18
Sat, 19.05. 09:00 | 34.1 | 9.6 | 24.5 | 59.8 | 3.5 | 3.5 | 0 | 0 | 0.5 | 26.8 | 2.9 | 0 | 19
Sat, 19.05. 10:00 | 35 | 8.3 | 26.7 | 60.7 | 5.1 | 5.1 | 0 | 0 | 0.5 | 46.4 | 3.1 | 0 | 20
Sat, 19.05. 11:00 | 35.4 | 7.5 | 27.9 | 61.1 | 6.5 | 6.5 | 0 | 0 | 0.5 | 53.6 | 3.2 | 0 | 21
Sat, 19.05. 12:00 | 35.8 | 7.5 | 28.3 | 61.7 | 7.2 | 7.2 | 0 | 0 | 0.5 | 76.9 | 3 | 0 | 21
Sat, 19.05. 13:00 | 32 | 7.1 | 24.9 | 58.3 | 8.5 | 8.5 | 0 | 0 | 0.4 | 85.1 | 2.6 | 0 | 22
Sat, 19.05. 14:00 | 29.5 | 6.7 | 22.8 | 56 | 8.3 | 8.3 | 0 | 0 | 0.4 | 81.2 | 2.3 | 0 | 22
Sat, 19.05. 15:00 | 28.3 | 6.9 | 21.4 | 55.3 | 5.6 | 5.6 | 0 | 0 | 0.4 | 79.4 | 1.9 | 0 | 20
Sat, 19.05. 16:00 | 28.6 | 6.9 | 21.7 | 55.5 | 5.8 | 5.8 | 0 | 0 | 0.4 | 82.7 | 2 | 0 | 20
Sat, 19.05. 17:00 | 30.1 | 7.4 | 22.7 | 56.8 | 4.5 | 4.5 | 0 | 0 | 0.3 | 89.2 | 2.1 | 0 | 19
Sat, 19.05. 18:00 | 26.6 | 7.2 | 19.4 | 53.4 | 2 | 2 | 0 | 0 | 0.2 | 86 | 1.9 | 0 | 15
Sat, 19.05. 19:00 | 25.7 | 7.5 | 18.2 | 52.3 | 2 | 2 | 0 | 0 | 0.2 | 80.2 | 2 | 0 | 16
Sat, 19.05. 20:00 | 28.1 | 11.2 | 16.9 | 54.7 | 1.7 | 1.7 | 0 | 0 | 0.2 | 71.8 | 2 | 0 | 14
Sat, 19.05. 21:00 | 22.2 | 10 | 12.2 | 49.4 | 1.3 | 1.3 | 0 | 0 | 0.2 | 62.4 | 1.5 | 0 | 14
Sat, 19.05. 22:00 | 16.2 | 6 | 10.2 | 43.6 | 1.1 | 1.1 | 0 | 0 | 0.2 | 63.5 | 1.3 | 0 | 14
Sat, 19.05. 23:00 | 15.1 | 8.6 | 6.5 | 43 | 0.8 | 0.8 | 0 | 0 | 0.2 | 58.4 | 0.9 | 0 | 13
Sun, 20.05. 00:00 | 12.8 | 7.9 | 4.9 | 40.9 | 1.2 | 1.2 | 0 | 0 | 0.2 | 65.7 | 0.7 | 0 | 13
Sun, 20.05. 01:00 | 14 | 11.3 | 2.7 | 42.5 | 0.9 | 0.9 | 0 | 0 | 0.2 | 53.6 | 0.4 | 0 | 12
Sun, 20.05. 02:00 | 13 | 11.4 | 1.6 | 41.5 | 0.7 | 0.7 | 0 | 0 | 0.2 | 37.8 | 0.3 | 0 | 12
Sun, 20.05. 03:00 | 12.6 | 11.9 | 0.7 | 41.4 | 0.7 | 0.7 | 0 | 0 | 0.2 | 19.2 | 0.1 | 0 | 12
Sun, 20.05. 04:00 | 18.1 | 16.6 | 1.5 | 46.6 | 0.6 | 0.6 | 0 | 0 | 0.2 | 11.4 | 0.2 | 0 | 11
Sun, 20.05. 05:00 | 16.1 | 14.4 | 1.7 | 44.7 | 0.6 | 0.6 | 0 | 0 | 0.2 | 9.9 | 0.2 | 0 | 12
Sun, 20.05. 06:00 | 7.6 | 5.2 | 2.4 | 36 | 0.6 | 0.6 | 0 | 0 | 0.2 | 10.1 | 0.3 | 0 | 15
Sun, 20.05. 07:00 | 9.5 | 4.9 | 4.6 | 37.5 | 1.1 | 1.1 | 0 | 0 | 0.2 | 10.5 | 0.6 | 0 | 17
Sun, 20.05. 08:00 | 14.5 | 4 | 10.5 | 41.8 | 1.2 | 1.2 | 0 | 0 | 0.2 | 10 | 1.3 | 0 | 17
Sun, 20.05. 09:00 | 26.4 | 4.1 | 22.3 | 52.4 | 2.2 | 2.2 | 0 | 0 | 0.3 | 13.1 | 2.8 | 0 | 18
Sun, 20.05. 10:00 | 26.4 | 3.6 | 22.8 | 52.2 | 3.9 | 3.9 | 0 | 0 | 0.2 | 14.7 | 2.9 | 0 | 19
Sun, 20.05. 11:00 | 27.7 | 3.5 | 24.2 | 53.3 | 5.9 | 5.9 | 0 | 0 | 0.2 | 21.8 | 3.2 | 0 | 20
Sun, 20.05. 12:00 | 25.5 | 3.4 | 22.1 | 51.3 | 7.9 | 7.9 | 0 | 0 | 0.2 | 31.7 | 3.1 | 0 | 21
Sun, 20.05. 13:00 | 23.6 | 3.6 | 20 | 49.7 | 10.5 | 10.5 | 0 | 0 | 0.3 | 47.4 | 3.1 | 0 | 22
Sun, 20.05. 14:00 | 20.6 | 3.4 | 17.2 | 46.9 | 10.3 | 10.3 | 0 | 0 | 0.3 | 63.9 | 2.7 | 0 | 22
Sun, 20.05. 15:00 | 16.7 | 3.1 | 13.6 | 43.5 | 9.3 | 9.3 | 0 | 0 | 0.2 | 54.4 | 2.2 | 0 | 22
Sun, 20.05. 16:00 | 16 | 3 | 13 | 42.8 | 9.2 | 9.2 | 0 | 0 | 0.2 | 61.1 | 2.2 | 0 | 22
Sun, 20.05. 17:00 | 17.7 | 3.1 | 14.6 | 44.3 | 7.9 | 7.9 | 0 | 0 | 0.2 | 68.4 | 2.3 | 0 | 21
Sun, 20.05. 18:00 | 16.9 | 2.9 | 14 | 43.7 | 5.6 | 5.6 | 0 | 0 | 0.2 | 75.7 | 2 | 0 | 20
Sun, 20.05. 19:00 | 19.6 | 3.4 | 16.2 | 46.1 | 3.1 | 3.1 | 0 | 0 | 0.2 | 87.8 | 2.1 | 0 | 18
Sun, 20.05. 20:00 | 18.6 | 3.5 | 15.1 | 45.2 | 2.7 | 2.7 | 0 | 0 | 0.2 | 80.2 | 2 | 0 | 17
Sun, 20.05. 21:00 | 15.2 | 3.1 | 12.1 | 42.3 | 1.8 | 1.8 | 0 | 0 | 0.2 | 64.3 | 1.6 | 0 | 15
Sun, 20.05. 22:00 | 11.7 | 1.1 | 10.6 | 39.1 | 1.6 | 1.6 | 0 | 0 | 0.2 | 60.2 | 1.4 | 0 | 15
Sun, 20.05. 23:00 | 9.7 | 3.9 | 5.8 | 37.6 | 1.1 | 1.1 | 0 | 0 | 0.2 | 41.3 | 0.8 | 0 | 14
Mon, 21.05. 00:00 | 12.2 | 7.6 | 4.6 | 40.4 | 1.3 | 1.3 | 0 | 0 | 0.2 | 63.7 | 0.7 | 0 | 13
Mon, 21.05. 01:00 | 10.3 | 7.6 | 2.7 | 38.6 | 1 | 1 | 0 | 0 | 0.2 | 53 | 0.4 | 0 | 13
Mon, 21.05. 02:00 | 9.1 | 7.6 | 1.5 | 37.5 | 0.8 | 0.8 | 0 | 0 | 0.2 | 36.6 | 0.3 | 0 | 13
Mon, 21.05. 03:00 | 8.7 | 8 | 0.7 | 37.3 | 0.7 | 0.7 | 0 | 0 | 0.2 | 18.9 | 0.1 | 0 | 13
Mon, 21.05. 04:00 | 13.5 | 12 | 1.5 | 42 | 0.7 | 0.7 | 0 | 0 | 0.2 | 11.7 | 0.2 | 0 | 12
Mon, 21.05. 05:00 | 11.5 | 10 | 1.5 | 39.9 | 0.6 | 0.6 | 0 | 0 | 0.2 | 9.3 | 0.2 | 0 | 13
Mon, 21.05. 06:00 | 7 | 4.8 | 2.2 | 35.2 | 0.9 | 0.9 | 0 | 0 | 0.2 | 9.8 | 0.3 | 0 | 16
Mon, 21.05. 07:00 | 9.9 | 4.9 | 5 | 37.7 | 1.4 | 1.4 | 0 | 0 | 0.2 | 11.1 | 0.7 | 0 | 18
Mon, 21.05. 08:00 | 16.2 | 4.3 | 11.9 | 43.3 | 1.7 | 1.7 | 0 | 0 | 0.3 | 11.3 | 1.5 | 0 | 18
Mon, 21.05. 09:00 | 24.7 | 3.7 | 21 | 50.5 | 3.6 | 3.6 | 0 | 0 | 0.2 | 12.4 | 2.7 | 0 | 19
Mon, 21.05. 10:00 | 28.1 | 3.7 | 24.4 | 53.5 | 7.4 | 7.4 | 0 | 0 | 0.3 | 15.8 | 3.4 | 0 | 21
Mon, 21.05. 11:00 | 29.7 | 3.6 | 26.1 | 54.9 | 9.7 | 9.7 | 0 | 0 | 0.3 | 23.6 | 3.8 | 0 | 22
Mon, 21.05. 12:00 | 24.3 | 3.1 | 21.2 | 50 | 9.2 | 9.2 | 0 | 0 | 0.2 | 30.5 | 3.1 | 0 | 22
Mon, 21.05. 13:00 | 20.2 | 2.9 | 17.3 | 46.5 | 9.3 | 9.3 | 0 | 0 | 0.2 | 41 | 2.7 | 0 | 22
Mon, 21.05. 14:00 | 18.8 | 3 | 15.8 | 45.2 | 11.2 | 11.2 | 0 | 0 | 0.2 | 59.2 | 2.7 | 0 | 23
Mon, 21.05. 15:00 | 16.4 | 2.9 | 13.5 | 43 | 9.3 | 9.3 | 0 | 0 | 0.2 | 53.8 | 2.2 | 0 | 22
Mon, 21.05. 16:00 | 16.8 | 3 | 13.8 | 43.5 | 8.4 | 8.4 | 0 | 0 | 0.2 | 64.8 | 2.2 | 0 | 21
Mon, 21.05. 17:00 | 17.5 | 2.9 | 14.6 | 44.3 | 5.1 | 5.1 | 0 | 0 | 0.2 | 68.4 | 2 | 0 | 19
Mon, 21.05. 18:00 | 17.5 | 2.9 | 14.6 | 44.2 | 3.2 | 3.2 | 0 | 0 | 0.2 | 79.1 | 1.9 | 0 | 18
Mon, 21.05. 19:00 | 19 | 3.2 | 15.8 | 45.4 | 3 | 3 | 0 | 0 | 0.2 | 86 | 2.1 | 0 | 17
Mon, 21.05. 20:00 | 17.8 | 3.2 | 14.6 | 44.5 | 2.5 | 2.5 | 0 | 0 | 0.2 | 77.8 | 1.9 | 0 | 16
Mon, 21.05. 21:00 | 16.6 | 3.3 | 13.3 | 43.3 | 2.1 | 2.1 | 0 | 0 | 0.2 | 70.5 | 1.7 | 0 | 15
Mon, 21.05. 22:00 | 13.8 | 4.4 | 9.4 | 41.2 | 1.6 | 1.6 | 0 | 0 | 0.2 | 54.6 | 1.3 | 0 | 14
Mon, 21.05. 23:00 | 24.2 | 17.4 | 6.8 | 51.9 | 1.3 | 1.3 | 0 | 0 | 0.2 | 48.2 | 0.9 | 0 | 11
Tue, 22.05. 00:00 | 38.8 | 34.5 | 4.3 | 65.6 | 0.4 | 0.4 | 0 | 0 | 0.2 | 36.4 | 0.8 | 0 | 9
Tue, 22.05. 01:00 | 38.8 | 36.5 | 2.3 | 65.8 | 0.3 | 0.3 | 0 | 0 | 0.2 | 19.8 | 0.6 | 0 | 9
Tue, 22.05. 02:00 | 33.2 | 32.6 | 0.6 | 60.5 | 0.3 | 0.3 | 0 | 0 | 0.2 | 9.8 | 0.3 | 0 | 9
Tue, 22.05. 03:00 | 45.7 | 45.1 | 0.6 | 71.8 | 0.2 | 0.2 | 0 | 0 | 0.2 | 8.9 | 0.6 | 0 | 8
Tue, 22.05. 04:00 | 41.6 | 39.2 | 2.4 | 68.6 | 0.2 | 0.2 | 0 | 0 | 0.2 | 12.3 | 0.6 | 0 | 9
Tue, 22.05. 05:00 | 36 | 28.8 | 7.2 | 63.4 | 0.2 | 0.2 | 0 | 0 | 0.2 | 23.1 | 0.9 | 0 | 11
Tue, 22.05. 06:00 | 45.6 | 25.9 | 19.7 | 71.2 | 0.2 | 0.2 | 0 | 0 | 0.3 | 41.8 | 2.3 | 0 | 13
Tue, 22.05. 07:00 | 43.2 | 20.5 | 22.7 | 68.6 | 0.3 | 0.3 | 0 | 0 | 0.8 | 53.2 | 2.5 | 0 | 15
Tue, 22.05. 08:00 | 41 | 18.4 | 22.6 | 66.9 | 0.8 | 0.8 | 0 | 0 | 1.6 | 52.2 | 2.1 | 0 | 16
Tue, 22.05. 09:00 | 39.9 | 16.8 | 23.1 | 66.2 | 1.4 | 1.4 | 0 | 0 | 1.8 | 45.3 | 1.9 | 0 | 17
Tue, 22.05. 10:00 | 39.9 | 15.4 | 24.5 | 66.3 | 1.8 | 1.8 | 0 | 0 | 1.8 | 38.2 | 1.7 | 0 | 18
Tue, 22.05. 11:00 | 43.8 | 15.6 | 28.2 | 70.3 | 2.1 | 2.1 | 0 | 0 | 1.9 | 44.3 | 1.7 | 0 | 18
Tue, 22.05. 12:00 | 39.9 | 13.5 | 26.4 | 66.4 | 5.1 | 5.1 | 0 | 0 | 1.6 | 45.6 | 1.8 | 0 | 20
Tue, 22.05. 13:00 | 40.9 | 14.1 | 26.8 | 67.4 | 5.5 | 5.5 | 0 | 0 | 1.5 | 58.5 | 1.8 | 0 | 20
Tue, 22.05. 14:00 | 34.1 | 12.5 | 21.6 | 60.9 | 3.6 | 3.6 | 0 | 0 | 1.3 | 62.5 | 1.5 | 0 | 19
Tue, 22.05. 15:00 | 35.1 | 13.1 | 22 | 61.8 | 3.8 | 3.8 | 0 | 0 | 1.3 | 82.5 | 1.5 | 0 | 19
Tue, 22.05. 16:00 | 29.6 | 11 | 18.6 | 56.3 | 3.4 | 3.4 | 0 | 0 | 1 | 100.4 | 1.4 | 0 | 19
Tue, 22.05. 17:00 | 33.3 | 11.9 | 21.4 | 59.5 | 3.6 | 3.6 | 0 | 0 | 0.6 | 131.4 | 1.9 | 0 | 19
Tue, 22.05. 18:00 | 32.4 | 12 | 20.4 | 58.5 | 1.7 | 1.7 | 0 | 0 | 0.4 | 134.9 | 1.9 | 0 | 17
Tue, 22.05. 19:00 | 36.4 | 13.5 | 22.9 | 62 | 1.2 | 1.2 | 0 | 0 | 0.3 | 136.2 | 2.5 | 0 | 15
Tue, 22.05. 20:00 | 41.4 | 19.8 | 21.6 | 67 | 0.9 | 0.9 | 0 | 0 | 0.2 | 105.3 | 2.5 | 0 | 13
Tue, 22.05. 21:00 | 45.2 | 23.9 | 21.3 | 70.7 | 0.7 | 0.7 | 0 | 0 | 0.2 | 96.9 | 2.6 | 0 | 12
Tue, 22.05. 22:00 | 34.1 | 23.9 | 10.2 | 61.4 | 0.5 | 0.5 | 0 | 0 | 0.2 | 74.2 | 1.3 | 0 | 10
Tue, 22.05. 23:00 | 40.6 | 34.3 | 6.3 | 67.2 | 0.4 | 0.4 | 0 | 0 | 0.2 | 65.7 | 1.1 | 0 | 9
Wed, 23.05. 00:00 | 52.2 | 47.7 | 4.5 | 77.5 | 1.6 | 1.6 | 0 | 0 | 0.2 | 38.2 | 1.2 | 0 | 8
Wed, 23.05. 01:00 | 60.4 | 58.1 | 2.3 | 84.8 | 1.3 | 1.3 | 0 | 0 | 0.2 | 19.2 | 1.2 | 0 | 7
Wed, 23.05. 02:00 | 51 | 50.4 | 0.6 | 76.1 | 0.9 | 0.9 | 0 | 0 | 0.2 | 9.3 | 0.9 | 0 | 7
Wed, 23.05. 03:00 | 71.4 | 70.7 | 0.7 | 94.7 | 0.9 | 0.9 | 0 | 0 | 0.2 | 9.5 | 1.3 | 0 | 6
Wed, 23.05. 04:00 | 48.7 | 46.4 | 2.3 | 74.5 | 0.8 | 0.8 | 0 | 0 | 0.2 | 11.3 | 0.8 | 0 | 8
Wed, 23.05. 05:00 | 39.2 | 32.4 | 6.8 | 66.2 | 0.8 | 0.8 | 0 | 0 | 0.2 | 21.7 | 1 | 0 | 10
Wed, 23.05. 06:00 | 41.5 | 22.6 | 18.9 | 66.4 | 0.8 | 0.8 | 0 | 0 | 0.2 | 40 | 2.4 | 0 | 14
Wed, 23.05. 07:00 | 45 | 22 | 23 | 69.7 | 1.3 | 1.3 | 0 | 0 | 0.9 | 54.3 | 2.7 | 0 | 16
Wed, 23.05. 08:00 | 44.8 | 20.6 | 24.2 | 69.9 | 2.4 | 2.4 | 0 | 0 | 1.7 | 55.9 | 2.5 | 0 | 17
Wed, 23.05. 09:00 | 40.6 | 17.5 | 23.1 | 66.2 | 3.7 | 3.7 | 0 | 0 | 1.8 | 45.3 | 2.1 | 0 | 18
Wed, 23.05. 10:00 | 38.7 | 15.4 | 23.3 | 64.6 | 7.1 | 7.1 | 0 | 0 | 1.7 | 36.3 | 2.1 | 0 | 20
Wed, 23.05. 11:00 | 41.6 | 15.2 | 26.4 | 67.6 | 9.5 | 9.5 | 0 | 0 | 1.8 | 41.4 | 2.3 | 0 | 21
Wed, 23.05. 12:00 | 42.2 | 14.7 | 27.5 | 68 | 11.8 | 11.8 | 0 | 0 | 1.6 | 47.4 | 2.4 | 0 | 22
Wed, 23.05. 13:00 | 38.5 | 13.7 | 24.8 | 64.6 | 11.5 | 11.5 | 0 | 0 | 1.4 | 54.1 | 2.3 | 0 | 22
Wed, 23.05. 14:00 | 35 | 13.2 | 21.8 | 61.1 | 13.1 | 13.1 | 0 | 0 | 1.3 | 63.1 | 2.4 | 0 | 23
Wed, 23.05. 15:00 | 34 | 13.2 | 20.8 | 60.1 | 12.9 | 12.9 | 0 | 0 | 1.2 | 78.5 | 2.3 | 0 | 23
Wed, 23.05. 16:00 | 29.4 | 11.5 | 17.9 | 55.6 | 11.7 | 11.7 | 0 | 0 | 0.9 | 97.1 | 2.2 | 0 | 23
Wed, 23.05. 17:00 | 32.9 | 12.5 | 20.4 | 58.6 | 10.9 | 10.9 | 0 | 0 | 0.6 | 126.1 | 2.5 | 0 | 22
Wed, 23.05. 18:00 | 34 | 13.4 | 20.6 | 59.4 | 9.4 | 9.4 | 0 | 0 | 0.4 | 136.4 | 2.6 | 0 | 21
Wed, 23.05. 19:00 | 36.5 | 14.4 | 22.1 | 61.2 | 6.2 | 6.2 | 0 | 0 | 0.3 | 130.9 | 2.9 | 0 | 19
Wed, 23.05. 20:00 | 35.3 | 13.9 | 21.4 | 59.9 | 3.8 | 3.8 | 0 | 0 | 0.2 | 104.2 | 2.8 | 0 | 18
Wed, 23.05. 21:00 | 32.8 | 12.9 | 19.9 | 57.5 | 3.1 | 3.1 | 0 | 0 | 0.2 | 90.5 | 2.7 | 0 | 18
Wed, 23.05. 22:00 | 13.9 | 3.9 | 10 | 40.7 | 2.3 | 2.3 | 0 | 0 | 0.2 | 72.7 | 1.4 | 0 | 17
Wed, 23.05. 23:00 | 9.2 | 2.8 | 6.4 | 36.5 | 1.8 | 1.8 | 0 | 0 | 0.2 | 67.1 | 0.9 | 0 | 16
Thu, 24.05. 00:00 | 4.2 | 0.3 | 3.9 | 32 | 3.2 | 3.2 | 0 | 0 | 0.2 | 33.1 | 0.7 | 0 | 17
Thu, 24.05. 01:00 | 6 | 3.8 | 2.2 | 34.1 | 2.4 | 2.4 | 0 | 0 | 0.2 | 18.5 | 0.5 | 0 | 14
Thu, 24.05. 02:00 | 8.4 | 7.7 | 0.7 | 36.6 | 1.9 | 1.9 | 0 | 0 | 0.2 | 10.8 | 0.2 | 0 | 13
Thu, 24.05. 03:00 | 12.1 | 11.4 | 0.7 | 40.5 | 1.7 | 1.7 | 0 | 0 | 0.2 | 9.4 | 0.2 | 0 | 12
Thu, 24.05. 04:00 | 10 | 7.7 | 2.3 | 38.2 | 1.5 | 1.5 | 0 | 0 | 0.2 | 11.6 | 0.4 | 0 | 13
Thu, 24.05. 05:00 | 8.8 | 1.5 | 7.3 | 36.2 | 1.5 | 1.5 | 0 | 0 | 0.2 | 23.6 | 0.9 | 0 | 15
Thu, 24.05. 06:00 | 22.8 | 2.3 | 20.5 | 48.6 | 3.8 | 3.8 | 0 | 0 | 0.3 | 43.5 | 2.6 | 0 | 19
Thu, 24.05. 07:00 | 24.6 | 2.2 | 22.4 | 50.3 | 5.7 | 5.7 | 0 | 0 | 0.8 | 52.7 | 2.8 | 0 | 20
Thu, 24.05. 08:00 | 23.8 | 1.9 | 21.9 | 49.8 | 8.1 | 8.1 | 0 | 0 | 1.5 | 50.7 | 2.6 | 0 | 21
Thu, 24.05. 09:00 | 24.8 | 1.8 | 23 | 51 | 13.8 | 13.8 | 0 | 0 | 1.8 | 45.3 | 2.9 | 0 | 23
Thu, 24.05. 10:00 | 27.4 | 1.8 | 25.6 | 53.6 | 15.9 | 15.9 | 0 | 0 | 1.9 | 40.1 | 3 | 0 | 23
Thu, 24.05. 11:00 | 27.7 | 1.6 | 26.1 | 54.1 | 17.5 | 17.5 | 0 | 0 | 1.7 | 41 | 3.1 | 0 | 24
Thu, 24.05. 12:00 | 26.2 | 1.4 | 24.8 | 52.7 | 18.8 | 18.8 | 0 | 0 | 1.5 | 42.8 | 3.2 | 0 | 25
Thu, 24.05. 13:00 | 27.3 | 1.5 | 25.8 | 53.7 | 21.3 | 21.3 | 0 | 0 | 1.5 | 56.3 | 3.5 | 0 | 25
Thu, 24.05. 14:00 | 22.5 | 1.3 | 21.2 | 49 | 21.4 | 21.4 | 0 | 0 | 1.3 | 61.2 | 3.6 | 0 | 26
Thu, 24.05. 15:00 | 23 | 1.4 | 21.6 | 49.6 | 21.2 | 21.2 | 0 | 0 | 1.3 | 81.7 | 3.4 | 0 | 25
Thu, 24.05. 16:00 | 21.8 | 1.3 | 20.5 | 48.3 | 21.1 | 21.1 | 0 | 0 | 1.1 | 111.3 | 3.5 | 0 | 25
Thu, 24.05. 17:00 | 22.1 | 1.2 | 20.9 | 48.1 | 19.8 | 19.8 | 0 | 0 | 0.6 | 128.8 | 3.6 | 0 | 25
Thu, 24.05. 18:00 | 21.6 | 1.2 | 20.4 | 47.6 | 17.6 | 17.6 | 0 | 0 | 0.4 | 134.9 | 3.4 | 0 | 24
Thu, 24.05. 19:00 | 24 | 1.4 | 22.6 | 49.4 | 13.2 | 13.2 | 0 | 0 | 0.3 | 133.6 | 3.4 | 0 | 21
Thu, 24.05. 20:00 | 23.7 | 1.4 | 22.3 | 49.2 | 8.8 | 8.8 | 0 | 0 | 0.3 | 108.5 | 3.1 | 0 | 19
Thu, 24.05. 21:00 | 20.6 | 1.2 | 19.4 | 46.4 | 5.3 | 5.3 | 0 | 0 | 0.2 | 88.6 | 2.7 | 0 | 17
Thu, 24.05. 22:00 | 11 | 0.4 | 10.6 | 37.9 | 4.3 | 4.3 | 0 | 0 | 0.2 | 77.3 | 1.6 | 0 | 16
Thu, 24.05. 23:00 | 6.7 | 0.3 | 6.4 | 34 | 3.1 | 3.1 | 0 | 0 | 0.2 | 66.4 | 1 | 0 | 15
Fri, 25.05. 00:00 | 8 | 3.7 | 4.3 | 35.7 | 4.1 | 4.1 | 0 | 0 | 0.2 | 36.4 | 0.9 | 0 | 14
Fri, 25.05. 01:00 | 9.2 | 7 | 2.2 | 37.1 | 3.1 | 3.1 | 0 | 0 | 0.2 | 17.9 | 0.5 | 0 | 13
Fri, 25.05. 02:00 | 4.2 | 3.6 | 0.6 | 32.3 | 2.4 | 2.4 | 0 | 0 | 0.2 | 10.2 | 0.3 | 0 | 14
Fri, 25.05. 03:00 | 0.9 | 0.2 | 0.7 | 28.9 | 2.3 | 2.3 | 0 | 0 | 0.2 | 9.5 | 0.3 | 0 | 15
Fri, 25.05. 04:00 | 2.8 | 0.4 | 2.4 | 30.6 | 2.1 | 2.1 | 0 | 0 | 0.2 | 12.2 | 0.4 | 0 | 15
Fri, 25.05. 05:00 | 8.2 | 0.8 | 7.4 | 35.4 | 2.3 | 2.3 | 0 | 0 | 0.2 | 23.8 | 1 | 0 | 16
Fri, 25.05. 06:00 | 21.5 | 1.1 | 20.4 | 47.1 | 2.8 | 2.8 | 0 | 0 | 0.3 | 43.5 | 2.5 | 0 | 18
Fri, 25.05. 07:00 | 25.3 | 1.2 | 24.1 | 50.6 | 6.8 | 6.8 | 0 | 0 | 0.9 | 56.9 | 3.1 | 0 | 20
Fri, 25.05. 08:00 | 22.7 | 0.9 | 21.8 | 48.5 | 10.6 | 10.6 | 0 | 0 | 1.5 | 50.7 | 2.8 | 0 | 22
Fri, 25.05. 09:00 | 23.7 | 0.9 | 22.8 | 49.6 | 16.9 | 16.9 | 0 | 0 | 1.8 | 44.8 | 3.3 | 0 | 24
Fri, 25.05. 10:00 | 23 | 0.8 | 22.2 | 49.1 | 20 | 20 | 0 | 0 | 1.7 | 34.8 | 3.7 | 0 | 26
Fri, 25.05. 11:00 | 27.1 | 0.8 | 26.3 | 53.2 | 26.3 | 26.3 | 0 | 0 | 1.7 | 41.4 | 4.9 | 0 | 28
Fri, 25.05. 12:00 | 25.9 | 0.7 | 25.2 | 52 | 27.7 | 27.7 | 0 | 0 | 1.5 | 43.7 | 5.2 | 0 | 29
Fri, 25.05. 13:00 | 27.2 | 0.8 | 26.4 | 53.1 | 33 | 33 | 0 | 0 | 1.5 | 57.9 | 6.3 | 0 | 30
Fri, 25.05. 14:00 | 22.1 | 0.7 | 21.4 | 48.3 | 28.9 | 28.9 | 0 | 0 | 1.3 | 61.8 | 5.2 | 0 | 29
Fri, 25.05. 15:00 | 21.5 | 0.7 | 20.8 | 47.7 | 26.3 | 26.3 | 0 | 0 | 1.2 | 78.5 | 4.4 | 0 | 27
Fri, 25.05. 16:00 | 22 | 0.6 | 21.4 | 48.3 | 25.1 | 25.1 | 0 | 0 | 1.1 | 115.7 | 4 | 0 | 25
Fri, 25.05. 17:00 | 22.8 | 0.6 | 22.2 | 48.7 | 24 | 24 | 0 | 0 | 0.7 | 136.8 | 4.2 | 0 | 25
Fri, 25.05. 18:00 | 20.3 | 0.6 | 19.7 | 46.1 | 19.7 | 19.7 | 0 | 0 | 0.4 | 130.8 | 3.6 | 0 | 24
Fri, 25.05. 19:00 | 24.3 | 0.7 | 23.6 | 49.5 | 18.2 | 18.2 | 0 | 0 | 0.3 | 140.1 | 3.9 | 0 | 22
Fri, 25.05. 20:00 | 22.3 | 0.7 | 21.6 | 47.5 | 13.7 | 13.7 | 0 | 0 | 0.2 | 105.3 | 3.5 | 0 | 21
Fri, 25.05. 21:00 | 19.5 | 0.6 | 18.9 | 45 | 8.3 | 8.3 | 0 | 0 | 0.2 | 85.9 | 2.8 | 0 | 19
Fri, 25.05. 22:00 | 10.9 | 0.3 | 10.6 | 37.4 | 6 | 6 | 0 | 0 | 0.2 | 76.5 | 1.8 | 0 | 18
Fri, 25.05. 23:00 | 6.2 | 0.2 | 6 | 33.3 | 4.6 | 4.6 | 0 | 0 | 0.2 | 63.7 | 1.1 | 0 | 18
Sat, 26.05. 00:00 | 6.1 | 1 | 5.1 | 33.2 | 2.4 | 2.4 | 0 | 0 | 0.2 | 57.9 | 0.8 | 0 | 17
Sat, 26.05. 01:00 | 3.6 | 0.9 | 2.7 | 31.1 | 3.7 | 3.7 | 0 | 0 | 0.2 | 31.2 | 0.6 | 0 | 19
Sat, 26.05. 02:00 | 2.5 | 1 | 1.5 | 29.8 | 6 | 6 | 0 | 0 | 0.2 | 19 | 0.7 | 0 | 21
Sat, 26.05. 03:00 | 1.9 | 1.3 | 0.6 | 29.4 | 6.2 | 6.2 | 0 | 0 | 0.2 | 11.9 | 0.6 | 0 | 21
Sat, 26.05. 04:00 | 3.5 | 2.2 | 1.3 | 31 | 4.6 | 4.6 | 0 | 0 | 0.2 | 10.9 | 0.5 | 0 | 20
Sat, 26.05. 05:00 | 6.2 | 4.7 | 1.5 | 33.7 | 4.6 | 4.6 | 0 | 0 | 0.2 | 12.5 | 0.6 | 0 | 20
Sat, 26.05. 06:00 | 9.4 | 7.2 | 2.2 | 36.6 | 6 | 6 | 0 | 0 | 0.2 | 12.1 | 0.8 | 0 | 21
Sat, 26.05. 07:00 | 12.9 | 7.7 | 5.2 | 39.8 | 7.8 | 7.8 | 0 | 0 | 0.3 | 13.9 | 1.2 | 0 | 22
Sat, 26.05. 08:00 | 18 | 6.4 | 11.6 | 44.3 | 7.7 | 7.7 | 0 | 0 | 0.4 | 18 | 1.9 | 0 | 22
Sat, 26.05. 09:00 | 27.1 | 5.6 | 21.5 | 52.1 | 9.9 | 9.9 | 0 | 0 | 0.5 | 23.7 | 3.2 | 0 | 23
Sat, 26.05. 10:00 | 31.1 | 5.4 | 25.7 | 55.8 | 10.8 | 10.8 | 0 | 0 | 0.5 | 45 | 3.6 | 0 | 23
Sat, 26.05. 11:00 | 34.7 | 5.3 | 29.4 | 59.3 | 11.9 | 11.9 | 0 | 0 | 0.5 | 56.9 | 3.8 | 0 | 23
Sat, 26.05. 12:00 | 33.6 | 5.1 | 28.5 | 58.5 | 14.2 | 14.2 | 0 | 0 | 0.5 | 78.4 | 3.9 | 0 | 24
Sat, 26.05. 13:00 | 26.7 | 4.3 | 22.4 | 52.4 | 11.2 | 11.2 | 0 | 0 | 0.4 | 77.2 | 2.7 | 0 | 23
Sat, 26.05. 14:00 | 29.8 | 4.9 | 24.9 | 55.7 | 5.2 | 5.2 | 0 | 0 | 0.4 | 89.9 | 2.2 | 0 | 17
Sat, 26.05. 15:00 | 26.1 | 4.7 | 21.4 | 52.5 | 4.5 | 4.5 | 0 | 0 | 0.4 | 80.2 | 1.8 | 0 | 15
Sat, 26.05. 16:00 | 25.4 | 4.5 | 20.9 | 51.6 | 4.7 | 4.7 | 0 | 0 | 0.3 | 80.2 | 1.8 | 0 | 16
Sat, 26.05. 17:00 | 25.5 | 4.7 | 20.8 | 51.7 | 4.3 | 4.3 | 0 | 0 | 0.3 | 82.4 | 2 | 0 | 15
Sat, 26.05. 18:00 | 26.5 | 8.1 | 18.4 | 52.6 | 4 | 4 | 0 | 0 | 0.2 | 82.5 | 2 | 0 | 14
Sat, 26.05. 19:00 | 32.9 | 13.1 | 19.8 | 58.7 | 4.3 | 4.3 | 0 | 0 | 0.2 | 87.7 | 2.4 | 0 | 13
Sat, 26.05. 20:00 | 37.7 | 21 | 16.7 | 63.8 | 3.6 | 3.6 | 0 | 0 | 0.2 | 71.8 | 2.2 | 0 | 11
Sat, 26.05. 21:00 | 31.9 | 19.6 | 12.3 | 58.4 | 2.7 | 2.7 | 0 | 0 | 0.2 | 63.1 | 1.7 | 0 | 11
Sat, 26.05. 22:00 | 44.2 | 34.1 | 10.1 | 69.9 | 2.4 | 2.4 | 0 | 0 | 0.2 | 63.5 | 1.6 | 0 | 9
Sat, 26.05. 23:00 | 40.4 | 33.6 | 6.8 | 66.4 | 1.8 | 1.8 | 0 | 0 | 0.2 | 60.8 | 1.2 | 0 | 9
Sun, 27.05. 00:00 | 38.7 | 34.1 | 4.6 | 65 | 0 | 0 | 0 | 0 | 0.2 | 64.4 | 0.8 | 0 | 9
Sun, 27.05. 01:00 | 27.3 | 24.5 | 2.8 | 54.9 | 0 | 0 | 0 | 0 | 0.2 | 56.3 | 0.4 | 0 | 10
Sun, 27.05. 02:00 | 38 | 36.3 | 1.7 | 64.6 | 0 | 0 | 0 | 0 | 0.2 | 39.6 | 0.5 | 0 | 9
Sun, 27.05. 03:00 | 45.2 | 44.6 | 0.6 | 70.7 | 0 | 0 | 0 | 0 | 0.2 | 18.1 | 0.6 | 0 | 8
Sun, 27.05. 04:00 | 50.3 | 48.7 | 1.6 | 75.6 | 0 | 0 | 0 | 0 | 0.2 | 11.9 | 0.7 | 0 | 8
Sun, 27.05. 05:00 | 32.5 | 31 | 1.5 | 60.1 | 0 | 0 | 0 | 0 | 0.2 | 9 | 0.3 | 0 | 10
Sun, 27.05. 06:00 | 31.3 | 29.1 | 2.2 | 58.4 | 0 | 0 | 0 | 0 | 0.2 | 9.7 | 0.4 | 0 | 12
Sun, 27.05. 07:00 | 27.8 | 22.9 | 4.9 | 54.5 | 0 | 0 | 0 | 0 | 0.2 | 11.1 | 0.6 | 0 | 14
Sun, 27.05. 08:00 | 28.5 | 16.9 | 11.6 | 54.5 | 0 | 0 | 0 | 0 | 0.2 | 11.2 | 1.4 | 0 | 15
Sun, 27.05. 09:00 | 36.7 | 15.1 | 21.6 | 61.6 | 0 | 0 | 0 | 0 | 0.2 | 12.9 | 2.6 | 0 | 15
Sun, 27.05. 10:00 | 37.3 | 14.1 | 23.2 | 62.1 | 0.2 | 0.2 | 0 | 0 | 0.2 | 15.2 | 2.8 | 0 | 16
Sun, 27.05. 11:00 | 37.2 | 13.3 | 23.9 | 61.9 | 0.2 | 0.2 | 0 | 0 | 0.2 | 21.8 | 2.8 | 0 | 16
Sun, 27.05. 12:00 | 34 | 12.5 | 21.5 | 59.1 | 0 | 0 | 0 | 0 | 0.2 | 31.1 | 2.5 | 0 | 15
Sun, 27.05. 13:00 | 29.7 | 12.1 | 17.6 | 55.2 | 0.2 | 0.2 | 0 | 0 | 0.2 | 41.9 | 2 | 0 | 16
Sun, 27.05. 14:00 | 26.7 | 11.5 | 15.2 | 52.4 | 0.4 | 0.4 | 0 | 0 | 0.2 | 56.9 | 1.7 | 0 | 17
Sun, 27.05. 15:00 | 25.4 | 11.9 | 13.5 | 51.3 | 0.2 | 0.2 | 0 | 0 | 0.2 | 54.4 | 1.5 | 0 | 16
Sun, 27.05. 16:00 | 25.3 | 12 | 13.3 | 51.3 | 0 | 0 | 0 | 0 | 0.2 | 62.9 | 1.5 | 0 | 15
Sun, 27.05. 17:00 | 27.2 | 14.2 | 13 | 53.3 | 0 | 0 | 0 | 0 | 0.2 | 61 | 1.5 | 0 | 14
Sun, 27.05. 18:00 | 35.5 | 20.1 | 15.4 | 61.2 | 0 | 0 | 0 | 0 | 0.2 | 84.1 | 1.8 | 0 | 13
Sun, 27.05. 19:00 | 37.6 | 21.1 | 16.5 | 63.1 | 0 | 0 | 0 | 0 | 0.2 | 90.5 | 2 | 0 | 13
Sun, 27.05. 20:00 | 35.3 | 20.4 | 14.9 | 60.9 | 0 | 0 | 0 | 0 | 0.2 | 80.2 | 1.8 | 0 | 13
Sun, 27.05. 21:00 | 32.8 | 20 | 12.8 | 58.6 | 0 | 0 | 0 | 0 | 0.2 | 68.4 | 1.6 | 0 | 13
Sun, 27.05. 22:00 | 22.1 | 11.9 | 10.2 | 48.7 | 0 | 0 | 0 | 0 | 0.2 | 59.7 | 1.3 | 0 | 13
Sun, 27.05. 23:00 | 23.5 | 17.5 | 6 | 50.8 | 0 | 0 | 0 | 0 | 0.2 | 43.2 | 0.7 | 0 | 11
Mon, 28.05. 00:00 | 23.1 | 18.5 | 4.6 | 50.6 | 0.4 | 0.4 | 0 | 0 | 0.2 | 40 | 0.6 | 0 | 11
Mon, 28.05. 01:00 | 13.8 | 11.6 | 2.2 | 41.7 | 0.3 | 0.3 | 0 | 0 | 0.2 | 18.5 | 0.3 | 0 | 12
Mon, 28.05. 02:00 | 12 | 11.4 | 0.6 | 39.9 | 0.2 | 0.2 | 0 | 0 | 0.2 | 10.2 | 0.1 | 0 | 12
Mon, 28.05. 03:00 | 9.3 | 8.6 | 0.7 | 37.2 | 0.2 | 0.2 | 0 | 0 | 0.2 | 9.3 | 0.1 | 0 | 13
Mon, 28.05. 04:00 | 11.6 | 9.3 | 2.3 | 39.4 | 0.2 | 0.2 | 0 | 0 | 0.2 | 11.6 | 0.3 | 0 | 13
Mon, 28.05. 05:00 | 19 | 12 | 7 | 46.2 | 0.2 | 0.2 | 0 | 0 | 0.2 | 22.6 | 0.8 | 0 | 13
Mon, 28.05. 06:00 | 30.3 | 10.8 | 19.5 | 56 | 0.2 | 0.2 | 0 | 0 | 0.3 | 41.8 | 2.2 | 0 | 14
Mon, 28.05. 07:00 | 30.5 | 7.8 | 22.7 | 56 | 0.3 | 0.3 | 0 | 0 | 0.8 | 53.8 | 2.4 | 0 | 15
Mon, 28.05. 08:00 | 29.2 | 6.8 | 22.4 | 55.2 | 0.5 | 0.5 | 0 | 0 | 1.6 | 52.2 | 2 | 0 | 15
Mon, 28.05. 09:00 | 30.3 | 6.5 | 23.8 | 56.4 | 1.4 | 1.4 | 0 | 0 | 1.9 | 47.1 | 1.8 | 0 | 17
Mon, 28.05. 10:00 | 28.3 | 5.5 | 22.8 | 54.7 | 1.5 | 1.5 | 0 | 0 | 1.7 | 36 | 1.5 | 0 | 17
Mon, 28.05. 11:00 | 30 | 5.2 | 24.8 | 56.4 | 1.8 | 1.8 | 0 | 0 | 1.6 | 39.4 | 1.4 | 0 | 18
Mon, 28.05. 12:00 | 29.5 | 4.8 | 24.7 | 55.9 | 4.6 | 4.6 | 0 | 0 | 1.4 | 42.8 | 1.6 | 0 | 20
Mon, 28.05. 13:00 | 30.6 | 5.1 | 25.5 | 57 | 3.7 | 3.7 | 0 | 0 | 1.4 | 56.3 | 1.5 | 0 | 19
Mon, 28.05. 14:00 | 26.6 | 4.8 | 21.8 | 53.1 | 3.6 | 3.6 | 0 | 0 | 1.3 | 63.7 | 1.4 | 0 | 19
Mon, 28.05. 15:00 | 26 | 4.7 | 21.3 | 52.6 | 3.6 | 3.6 | 0 | 0 | 1.2 | 80.9 | 1.4 | 0 | 19
Mon, 28.05. 16:00 | 24 | 4.3 | 19.7 | 50.5 | 3.5 | 3.5 | 0 | 0 | 1 | 108.1 | 1.5 | 0 | 19
Mon, 28.05. 17:00 | 25.4 | 4.2 | 21.2 | 51.4 | 3.5 | 3.5 | 0 | 0 | 0.6 | 131.4 | 1.8 | 0 | 19
Mon, 28.05. 18:00 | 25.5 | 4.4 | 21.1 | 51.4 | 1.9 | 1.9 | 0 | 0 | 0.4 | 140.5 | 1.9 | 0 | 18
Mon, 28.05. 19:00 | 25.2 | 4.3 | 20.9 | 50.9 | 1.2 | 1.2 | 0 | 0 | 0.3 | 124.4 | 2.2 | 0 | 16
Mon, 28.05. 20:00 | 25.8 | 4.5 | 21.3 | 51.3 | 0.8 | 0.8 | 0 | 0 | 0.2 | 104.2 | 2.4 | 0 | 15
Mon, 28.05. 21:00 | 27.8 | 7.9 | 19.9 | 53.4 | 0.6 | 0.6 | 0 | 0 | 0.2 | 91.4 | 2.3 | 0 | 14
Mon, 28.05. 22:00 | 20.5 | 11 | 9.5 | 47.3 | 0.4 | 0.4 | 0 | 0 | 0.2 | 69.6 | 1.2 | 0 | 12
Mon, 28.05. 23:00 | 27.5 | 21.4 | 6.1 | 54.8 | 0.3 | 0.3 | 0 | 0 | 0.2 | 64.4 | 0.8 | 0 | 10
Tue, 29.05. 00:00 | 38.6 | 34.5 | 4.1 | 64.9 | 0.7 | 0.7 | 0 | 0 | 0.2 | 36 | 0.8 | 0 | 9
Tue, 29.05. 01:00 | 49 | 46.7 | 2.3 | 74.1 | 0.6 | 0.6 | 0 | 0 | 0.2 | 19 | 0.8 | 0 | 8
Tue, 29.05. 02:00 | 58.2 | 57.6 | 0.6 | 82.3 | 0.5 | 0.5 | 0 | 0 | 0.2 | 10.6 | 0.9 | 0 | 7
Tue, 29.05. 03:00 | 67.7 | 67.1 | 0.6 | 90.7 | 0.4 | 0.4 | 0 | 0 | 0.2 | 8.9 | 1.2 | 0 | 6
Tue, 29.05. 04:00 | 67.8 | 65.3 | 2.5 | 91.3 | 0.4 | 0.4 | 0 | 0 | 0.2 | 12.8 | 1.2 | 0 | 7
Tue, 29.05. 05:00 | 40 | 33.4 | 6.6 | 66.6 | 0.3 | 0.3 | 0 | 0 | 0.2 | 21.5 | 0.9 | 0 | 10
Tue, 29.05. 06:00 | 52.8 | 33.1 | 19.7 | 77.3 | 0.4 | 0.4 | 0 | 0 | 0.3 | 42.2 | 2.5 | 0 | 12
Tue, 29.05. 07:00 | 50.6 | 27.9 | 22.7 | 74.9 | 0.5 | 0.5 | 0 | 0 | 0.8 | 53.8 | 2.6 | 0 | 14
Tue, 29.05. 08:00 | 44.6 | 21.7 | 22.9 | 69.6 | 0.9 | 0.9 | 0 | 0 | 1.6 | 53.3 | 2.2 | 0 | 15
Tue, 29.05. 09:00 | 43.3 | 19.9 | 23.4 | 68.5 | 1.8 | 1.8 | 0 | 0 | 1.8 | 46.2 | 2 | 0 | 16
Tue, 29.05. 10:00 | 39.8 | 17 | 22.8 | 65.3 | 2.2 | 2.2 | 0 | 0 | 1.7 | 36 | 1.7 | 0 | 17
Tue, 29.05. 11:00 | 42.4 | 16.7 | 25.7 | 67.8 | 4.2 | 4.2 | 0 | 0 | 1.7 | 40.6 | 1.8 | 0 | 19
Tue, 29.05. 12:00 | 40.2 | 15 | 25.2 | 65.9 | 4.3 | 4.3 | 0 | 0 | 1.5 | 43.7 | 1.7 | 0 | 19
Tue, 29.05. 13:00 | 41.3 | 15.8 | 25.5 | 66.9 | 7.8 | 7.8 | 0 | 0 | 1.4 | 56.3 | 2 | 0 | 21
Tue, 29.05. 14:00 | 37.1 | 15 | 22.1 | 62.8 | 6.2 | 6.2 | 0 | 0 | 1.4 | 64.4 | 1.7 | 0 | 20
Tue, 29.05. 15:00 | 36 | 14.9 | 21.1 | 61.7 | 7.6 | 7.6 | 0 | 0 | 1.2 | 80.1 | 1.8 | 0 | 21
Tue, 29.05. 16:00 | 34.5 | 14.4 | 20.1 | 60.1 | 7.7 | 7.7 | 0 | 0 | 1 | 110.2 | 1.9 | 0 | 21
Tue, 29.05. 17:00 | 36.8 | 14.8 | 22 | 61.8 | 6.2 | 6.2 | 0 | 0 | 0.7 | 136.8 | 2.2 | 0 | 20
Tue, 29.05. 18:00 | 35.4 | 14.8 | 20.6 | 60.4 | 4.2 | 4.2 | 0 | 0 | 0.4 | 137.7 | 2.2 | 0 | 19
Tue, 29.05. 19:00 | 36.5 | 15.3 | 21.2 | 61 | 2.5 | 2.5 | 0 | 0 | 0.3 | 127 | 2.5 | 0 | 18
Tue, 29.05. 20:00 | 37.5 | 15.6 | 21.9 | 61.9 | 1.5 | 1.5 | 0 | 0 | 0.2 | 107.4 | 2.7 | 0 | 15
Tue, 29.05. 21:00 | 51 | 30.7 | 20.3 | 75.7 | 1.2 | 1.2 | 0 | 0 | 0.2 | 93.2 | 2.6 | 0 | 11
Tue, 29.05. 22:00 | 22.3 | 11.7 | 10.6 | 48.7 | 1 | 1 | 0 | 0 | 0.2 | 77.3 | 1.4 | 0 | 13
Tue, 29.05. 23:00 | 16.4 | 10.1 | 6.3 | 43.4 | 0.7 | 0.7 | 0 | 0 | 0.2 | 65.1 | 0.8 | 0 | 13
Wed, 30.05. 00:00 | 12.6 | 8.3 | 4.3 | 40 | 1.3 | 1.3 | 0 | 0 | 0.2 | 36.8 | 0.6 | 0 | 13
Wed, 30.05. 01:00 | 13.4 | 11.2 | 2.2 | 41.1 | 1 | 1 | 0 | 0 | 0.2 | 17.7 | 0.4 | 0 | 12
Wed, 30.05. 02:00 | 22.5 | 21.9 | 0.6 | 50.5 | 0.8 | 0.8 | 0 | 0 | 0.2 | 10.4 | 0.1 | 0 | 10
Wed, 30.05. 03:00 | 22.7 | 22.1 | 0.6 | 50.7 | 0.7 | 0.7 | 0 | 0 | 0.2 | 9 | 0.1 | 0 | 10
Wed, 30.05. 04:00 | 25.9 | 23.5 | 2.4 | 53.6 | 0.7 | 0.7 | 0 | 0 | 0.2 | 11.9 | 0.3 | 0 | 10
Wed, 30.05. 05:00 | 23 | 16 | 7 | 50.2 | 0.6 | 0.6 | 0 | 0 | 0.2 | 22.9 | 0.8 | 0 | 12
Wed, 30.05. 06:00 | 28.9 | 10.6 | 18.3 | 54.7 | 0.6 | 0.6 | 0 | 0 | 0.2 | 39.2 | 2.1 | 0 | 14
Wed, 30.05. 07:00 | 30.5 | 8.3 | 22.2 | 56 | 0.9 | 0.9 | 0 | 0 | 0.8 | 52.7 | 2.4 | 0 | 15
Wed, 30.05. 08:00 | 30.6 | 7.7 | 22.9 | 56.2 | 1.9 | 1.9 | 0 | 0 | 1.6 | 53.3 | 2.2 | 0 | 17
Wed, 30.05. 09:00 | 28.3 | 6.6 | 21.7 | 54.2 | 5.9 | 5.9 | 0 | 0 | 1.7 | 43.1 | 2.1 | 0 | 20
Wed, 30.05. 10:00 | 27.3 | 5.7 | 21.6 | 53.5 | 7.4 | 7.4 | 0 | 0 | 1.6 | 34.1 | 1.9 | 0 | 21
Wed, 30.05. 11:00 | 32 | 5.9 | 26.1 | 58.2 | 8.7 | 8.7 | 0 | 0 | 1.7 | 41.4 | 2.1 | 0 | 21
Wed, 30.05. 12:00 | 33 | 5.7 | 27.3 | 59.2 | 9.4 | 9.4 | 0 | 0 | 1.6 | 47.4 | 2.1 | 0 | 21
Wed, 30.05. 13:00 | 30.2 | 5.4 | 24.8 | 56.4 | 12.3 | 12.3 | 0 | 0 | 1.4 | 54.7 | 2.3 | 0 | 23
Wed, 30.05. 14:00 | 27.3 | 5.2 | 22.1 | 53.6 | 11 | 11 | 0 | 0 | 1.3 | 64.4 | 2 | 0 | 22
Wed, 30.05. 15:00 | 27 | 5.3 | 21.7 | 53.2 | 11.2 | 11.2 | 0 | 0 | 1.3 | 82.5 | 2.1 | 0 | 22
Wed, 30.05. 16:00 | 24.9 | 4.8 | 20.1 | 51.1 | 9.4 | 9.4 | 0 | 0 | 1 | 110.2 | 2 | 0 | 21
Wed, 30.05. 17:00 | 26.4 | 4.7 | 21.7 | 52.4 | 7.8 | 7.8 | 0 | 0 | 0.6 | 135.4 | 2.2 | 0 | 20
Wed, 30.05. 18:00 | 25.8 | 4.8 | 21 | 51.6 | 5.9 | 5.9 | 0 | 0 | 0.4 | 140.5 | 2.2 | 0 | 19
Wed, 30.05. 19:00 | 26 | 4.8 | 21.2 | 51.5 | 3.9 | 3.9 | 0 | 0 | 0.3 | 127 | 2.5 | 0 | 18
Wed, 30.05. 20:00 | 25.8 | 4.8 | 21 | 51.1 | 3 | 3 | 0 | 0 | 0.2 | 103.2 | 2.5 | 0 | 17
Wed, 30.05. 21:00 | 25.6 | 4.8 | 20.8 | 50.9 | 2.2 | 2.2 | 0 | 0 | 0.2 | 95.1 | 2.5 | 0 | 15
Wed, 30.05. 22:00 | 17.1 | 5.6 | 11.5 | 43.5 | 1.9 | 1.9 | 0 | 0 | 0.2 | 84.2 | 1.5 | 0 | 14
Wed, 30.05. 23:00 | 14.6 | 8.3 | 6.3 | 41.7 | 1.3 | 1.3 | 0 | 0 | 0.2 | 66.4 | 0.9 | 0 | 13
Thu, 31.05. 00:00 | 12.6 | 7.7 | 4.9 | 39.8 | 1.7 | 1.7 | 0 | 0 | 0.2 | 67 | 0.7 | 0 | 13
Thu, 31.05. 01:00 | 10.4 | 7.7 | 2.7 | 37.8 | 1.4 | 1.4 | 0 | 0 | 0.2 | 55.2 | 0.5 | 0 | 13
Thu, 31.05. 02:00 | 5.8 | 4.1 | 1.7 | 33.3 | 1.1 | 1.1 | 0 | 0 | 0.2 | 38.9 | 0.3 | 0 | 14
Thu, 31.05. 03:00 | 8.7 | 8 | 0.7 | 36.4 | 1 | 1 | 0 | 0 | 0.2 | 19.6 | 0.2 | 0 | 13
Thu, 31.05. 04:00 | 9.6 | 8.1 | 1.5 | 37.2 | 0.9 | 0.9 | 0 | 0 | 0.2 | 11.9 | 0.3 | 0 | 13
Thu, 31.05. 05:00 | 7.3 | 5.6 | 1.7 | 35 | 0.9 | 0.9 | 0 | 0 | 0.2 | 9.9 | 0.3 | 0 | 14
Thu, 31.05. 06:00 | 5.7 | 3.2 | 2.5 | 33 | 1.4 | 1.4 | 0 | 0 | 0.2 | 10.8 | 0.4 | 0 | 17
Thu, 31.05. 07:00 | 7.2 | 2.7 | 4.5 | 34.3 | 1.3 | 1.3 | 0 | 0 | 0.2 | 10.3 | 0.6 | 0 | 17
Thu, 31.05. 08:00 | 14.7 | 2.6 | 12.1 | 40.9 | 3.7 | 3.7 | 0 | 0 | 0.3 | 11.7 | 1.7 | 0 | 19
Thu, 31.05. 09:00 | 22.9 | 2.2 | 20.7 | 47.9 | 5.5 | 5.5 | 0 | 0 | 0.2 | 12.4 | 2.9 | 0 | 20
Thu, 31.05. 10:00 | 25.8 | 2.2 | 23.6 | 50.5 | 7.9 | 7.9 | 0 | 0 | 0.2 | 15.5 | 3.4 | 0 | 21
Thu, 31.05. 11:00 | 26.8 | 2 | 24.8 | 51.3 | 10.2 | 10.2 | 0 | 0 | 0.2 | 22.7 | 3.7 | 0 | 22
Thu, 31.05. 12:00 | 22.8 | 1.8 | 21 | 47.7 | 10.1 | 10.1 | 0 | 0 | 0.2 | 30.5 | 3.2 | 0 | 22
Thu, 31.05. 13:00 | 19.5 | 1.8 | 17.7 | 44.9 | 12.1 | 12.1 | 0 | 0 | 0.2 | 42.3 | 3 | 0 | 23
Thu, 31.05. 14:00 | 16.6 | 1.7 | 14.9 | 42.2 | 10.2 | 10.2 | 0 | 0 | 0.2 | 56.3 | 2.5 | 0 | 22
Thu, 31.05. 15:00 | 16 | 1.8 | 14.2 | 41.7 | 12.6 | 12.6 | 0 | 0 | 0.2 | 57.7 | 2.7 | 0 | 23
Thu, 31.05. 16:00 | 14.6 | 1.7 | 12.9 | 40.4 | 12 | 12 | 0 | 0 | 0.2 | 61.7 | 2.5 | 0 | 23
Thu, 31.05. 17:00 | 15.8 | 1.7 | 14.1 | 41.5 | 11.9 | 11.9 | 0 | 0 | 0.2 | 67.1 | 2.6 | 0 | 23
Thu, 31.05. 18:00 | 17.2 | 1.9 | 15.3 | 42.9 | 5.9 | 5.9 | 0 | 0 | 0.2 | 84.1 | 2.2 | 0 | 19
Thu, 31.05. 19:00 | 18.4 | 2 | 16.4 | 44 | 4.1 | 4.1 | 0 | 0 | 0.2 | 90.5 | 2.2 | 0 | 17
Thu, 31.05. 20:00 | 17.6 | 2 | 15.6 | 43.4 | 3.4 | 3.4 | 0 | 0 | 0.2 | 83.6 | 2.1 | 0 | 15.2
Thu, 31.05. 21:00 | 15.4 | 2.6 | 12.8 | 41.5 | 2.7 | 2.7 | 0 | 0 | 0.2 | 69.1 | 1.7 | 0 | 14.8
Thu, 31.05. 22:00 | 12.5 | 2.5 | 10 | 38.9 | 2.2 | 2.2 | 0 | 0 | 0.2 | 58.5 | 1.4 | 0 | 14.5
Thu, 31.05. 23:00 | 7.1 | 1.1 | 6 | 33.9 | 1.6 | 1.6 | 0 | 0 | 0.2 | 43.6 | 0.9 | 0 | 14.8
Fri, 01.06. 00:00 | 4.1 | 0 | 4.1 | 31.2 | 0.2 | 0.2 | 0 | 0 | 0.2 | 35.7 | 0.5 | 0 | 15.2
Fri, 01.06. 01:00 | 2.2 | 0 | 2.2 | 29.5 | 0.1 | 0.1 | 0 | 0 | 0.2 | 17.9 | 0.3 | 0 | 15
Fri, 01.06. 02:00 | 1.4 | 0.7 | 0.7 | 29 | 0.1 | 0.1 | 0 | 0 | 0.2 | 10.9 | 0.1 | 0 | 14.8
Fri, 01.06. 03:00 | 1.3 | 0.7 | 0.6 | 28.9 | 0.1 | 0.1 | 0 | 0 | 0.2 | 9.2 | 0.1 | 0 | 14.8
Fri, 01.06. 04:00 | 3 | 0.7 | 2.3 | 30.4 | 0.1 | 0.1 | 0 | 0 | 0.2 | 11.8 | 0.3 | 0 | 14.8
Fri, 01.06. 05:00 | 6.8 | 0.1 | 6.7 | 33.6 | 0.1 | 0.1 | 0 | 0 | 0.2 | 21.7 | 0.8 | 0 | 15
Fri, 01.06. 06:00 | 20.3 | 0.2 | 20.1 | 45.6 | 0.1 | 0.1 | 0 | 0 | 0.3 | 43 | 2.3 | 0 | 15
Fri, 01.06. 07:00 | 22.8 | 0.2 | 22.6 | 48.1 | 0.2 | 0.2 | 0 | 0 | 0.8 | 53.8 | 2.3 | 0 | 15
Fri, 01.06. 08:00 | 23 | 0.2 | 22.8 | 48.5 | 0.6 | 0.6 | 0 | 0 | 1.6 | 53.3 | 2.1 | 0 | 16
Fri, 01.06. 09:00 | 21.3 | 0.1 | 21.2 | 47.3 | 1.1 | 1.1 | 0 | 0 | 1.7 | 42.2 | 1.6 | 0 | 17
Fri, 01.06. 10:00 | 24 | 0.1 | 23.9 | 50 | 1.2 | 1.2 | 0 | 0 | 1.8 | 37.8 | 1.6 | 0 | 17
Fri, 01.06. 11:00 | 26.2 | 0.1 | 26.1 | 52.2 | 1.5 | 1.5 | 0 | 0 | 1.7 | 41.4 | 1.5 | 0 | 18
Fri, 01.06. 12:00 | 27.8 | 0.1 | 27.7 | 53.8 | 1.6 | 1.6 | 0 | 0 | 1.6 | 48.3 | 1.5 | 0 | 18
Fri, 01.06. 13:00 | 23.2 | 0 | 23.2 | 49.6 | 1.5 | 1.5 | 0 | 0 | 1.3 | 51.4 | 1.2 | 0 | 18
Fri, 01.06. 14:00 | 23.8 | 0.1 | 23.7 | 50.1 | 1.5 | 1.5 | 0 | 0 | 1.4 | 69.5 | 1.3 | 0 | 17
Fri, 01.06. 15:00 | 21.3 | 0 | 21.3 | 47.5 | 1.6 | 1.6 | 0 | 0 | 1.2 | 80.9 | 1.2 | 0 | 18
Fri, 01.06. 16:00 | 20.8 | 0 | 20.8 | 46.9 | 3.2 | 3.2 | 0 | 0 | 1.1 | 114.6 | 1.5 | 0 | 19
Fri, 01.06. 17:00 | 22.2 | 0 | 22.2 | 48 | 1.6 | 1.6 | 0 | 0 | 0.7 | 138.1 | 1.7 | 0 | 18
Fri, 01.06. 18:00 | 20.1 | 0.1 | 20 | 45.8 | 1.3 | 1.3 | 0 | 0 | 0.4 | 133.6 | 1.7 | 0 | 18
Fri, 01.06. 19:00 | 22.3 | 0.1 | 22.2 | 47.5 | 1.2 | 1.2 | 0 | 0 | 0.3 | 133.6 | 2.4 | 0 | 18
Fri, 01.06. 20:00 | 21.5 | 0.1 | 21.4 | 46.6 | 0.7 | 0.7 | 0 | 0 | 0.2 | 105.3 | 2.4 | 0 | 17
Fri, 01.06. 21:00 | 20.7 | 0.1 | 20.6 | 45.8 | 0.7 | 0.7 | 0 | 0 | 0.2 | 95.1 | 2.4 | 0 | 17
Fri, 01.06. 22:00 | 10.3 | 0 | 10.3 | 36.6 | 0.4 | 0.4 | 0 | 0 | 0.2 | 76.5 | 1.3 | 0 | 16
Fri, 01.06. 23:00 | 6 | 0 | 6 | 32.7 | 0.4 | 0.4 | 0 | 0 | 0.2 | 63.1 | 0.8 | 0 | 16
Sat, 02.06. 00:00 | 4.9 | 0 | 4.9 | 31.8 | 3.1 | 3.1 | 0 | 0 | 0.2 | 55.2 | 0.8 | 0 | 16
Sat, 02.06. 01:00 | 2.7 | 0 | 2.7 | 29.8 | 2.4 | 2.4 | 0 | 0 | 0.2 | 31.2 | 0.5 | 0 | 16
Sat, 02.06. 02:00 | 1.7 | 0 | 1.7 | 29 | 2 | 2 | 0 | 0 | 0.2 | 21 | 0.4 | 0 | 16
Sat, 02.06. 03:00 | 0.6 | 0 | 0.6 | 27.9 | 1.6 | 1.6 | 0 | 0 | 0.2 | 11.5 | 0.2 | 0 | 16
Sat, 02.06. 04:00 | 1.3 | 0 | 1.3 | 28.6 | 1.7 | 1.7 | 0 | 0 | 0.2 | 10.2 | 0.3 | 0 | 17
Sat, 02.06. 05:00 | 1.5 | 0 | 1.5 | 28.7 | 1.7 | 1.7 | 0 | 0 | 0.2 | 11.8 | 0.3 | 0 | 17
Sat, 02.06. 06:00 | 2.4 | 0 | 2.4 | 29.6 | 2.3 | 2.3 | 0 | 0 | 0.2 | 13.8 | 0.4 | 0 | 18
Sat, 02.06. 07:00 | 5.1 | 0 | 5.1 | 31.9 | 3.8 | 3.8 | 0 | 0 | 0.3 | 13.9 | 0.8 | 0 | 19
Sat, 02.06. 08:00 | 12.8 | 0 | 12.8 | 38.7 | 6.1 | 6.1 | 0 | 0 | 0.5 | 19.9 | 1.8 | 0 | 20
Sat, 02.06. 09:00 | 23.4 | 0 | 23.4 | 48.1 | 9 | 9 | 0 | 0 | 0.5 | 26 | 3.2 | 0 | 21
Sat, 02.06. 10:00 | 26.2 | 0 | 26.2 | 50.8 | 11.2 | 11.2 | 0 | 0 | 0.5 | 46.4 | 3.6 | 0 | 22
Sat, 02.06. 11:00 | 29.8 | 0 | 29.8 | 54.1 | 14 | 14 | 0 | 0 | 0.5 | 58.1 | 4.1 | 0 | 23
Sat, 02.06. 12:00 | 29.5 | 0 | 29.5 | 54 | 17.1 | 17.1 | 0 | 0 | 0.5 | 81.5 | 4.2 | 0 | 24
Sat, 02.06. 13:00 | 24.7 | 0 | 24.7 | 49.8 | 17.6 | 17.6 | 0 | 0 | 0.4 | 86 | 3.8 | 0 | 25
Sat, 02.06. 14:00 | 24 | 0 | 24 | 49.2 | 19.7 | 19.7 | 0 | 0 | 0.4 | 87.2 | 4 | 0 | 26
Sat, 02.06. 15:00 | 21.3 | 0 | 21.3 | 46.8 | 19.1 | 19.1 | 0 | 0 | 0.4 | 80.2 | 3.7 | 0 | 26
Sat, 02.06. 16:00 | 22.5 | 0 | 22.5 | 47.9 | 19.2 | 19.2 | 0 | 0 | 0.4 | 87.6 | 3.6 | 0 | 25
Sat, 02.06. 17:00 | 21 | 0 | 21 | 46.3 | 17.8 | 17.8 | 0 | 0 | 0.3 | 84.1 | 3.5 | 0 | 25
Sat, 02.06. 18:00 | 21 | 0 | 21 | 46.1 | 17.4 | 17.4 | 0 | 0 | 0.2 | 94.7 | 3.6 | 0 | 24
Sat, 02.06. 19:00 | 20 | 0 | 20 | 45 | 13.7 | 13.7 | 0 | 0 | 0.2 | 89.4 | 3.2 | 0 | 22
Sat, 02.06. 20:00 | 16.6 | 0 | 16.6 | 42 | 9 | 9 | 0 | 0 | 0.2 | 71.8 | 2.6 | 0 | 20
Sat, 02.06. 21:00 | 12.1 | 0 | 12.1 | 37.9 | 6.1 | 6.1 | 0 | 0 | 0.2 | 63.1 | 1.9 | 0 | 19
Sat, 02.06. 22:00 | 10.3 | 0 | 10.3 | 36.2 | 5.9 | 5.9 | 0 | 0 | 0.2 | 65.4 | 1.7 | 0 | 19
Sat, 02.06. 23:00 | 6.2 | 0 | 6.2 | 32.7 | 2.9 | 2.9 | 0 | 0 | 0.2 | 56 | 1 | 0 | 17
Sun, 03.06. 00:00 | 4.7 | 0 | 4.7 | 31.4 | 5.9 | 5.9 | 0 | 0 | 0.2 | 65.7 | 1.1 | 0 | 17
Sun, 03.06. 01:00 | 2.8 | 0 | 2.8 | 29.7 | 4.8 | 4.8 | 0 | 0 | 0.2 | 55.7 | 0.7 | 0 | 17
Sun, 03.06. 02:00 | 1.5 | 0 | 1.5 | 28.6 | 3.5 | 3.5 | 0 | 0 | 0.2 | 38.1 | 0.5 | 0 | 16
Sun, 03.06. 03:00 | 0.6 | 0 | 0.6 | 27.9 | 2.8 | 2.8 | 0 | 0 | 0.2 | 17.9 | 0.3 | 0 | 15
Sun, 03.06. 04:00 | 1.7 | 0 | 1.7 | 28.8 | 2.9 | 2.9 | 0 | 0 | 0.2 | 12.5 | 0.4 | 0 | 15
Sun, 03.06. 05:00 | 1.5 | 0 | 1.5 | 28.5 | 3.1 | 3.1 | 0 | 0 | 0.2 | 9.1 | 0.4 | 0 | 18
Sun, 03.06. 06:00 | 2.5 | 0 | 2.5 | 29.3 | 6.7 | 6.7 | 0 | 0 | 0.2 | 10.5 | 0.8 | 0 | 20
Sun, 03.06. 07:00 | 4.7 | 0 | 4.7 | 31.1 | 12.5 | 12.5 | 0 | 0 | 0.2 | 10.7 | 1.7 | 0 | 24
Sun, 03.06. 08:00 | 11.3 | 0 | 11.3 | 36.8 | 16.9 | 16.9 | 0 | 0 | 0.2 | 10.9 | 3.3 | 0 | 26
Sun, 03.06. 09:00 | 22.1 | 0 | 22.1 | 46.3 | 21.8 | 21.8 | 0 | 0 | 0.2 | 13.3 | 5.3 | 0 | 27
Sun, 03.06. 10:00 | 24.2 | 0 | 24.2 | 48.2 | 25.6 | 25.6 | 0 | 0 | 0.3 | 15.9 | 6.2 | 0 | 28
Sun, 03.06. 11:00 | 24.2 | 0 | 24.2 | 48.1 | 28.1 | 28.1 | 0 | 0 | 0.2 | 22.3 | 6.8 | 0 | 29
Sun, 03.06. 12:00 | 20.5 | 0 | 20.5 | 44.7 | 29.5 | 29.5 | 0 | 0 | 0.2 | 29.8 | 6.8 | 0 | 30
Sun, 03.06. 13:00 | 18.8 | 0 | 18.8 | 43.4 | 30.7 | 30.7 | 0 | 0 | 0.3 | 45.2 | 6.2 | 0 | 28
Sun, 03.06. 14:00 | 14.1 | 0 | 14.1 | 39.3 | 24.9 | 24.9 | 0 | 0 | 0.2 | 53.4 | 4.6 | 0 | 27
Sun, 03.06. 15:00 | 13.6 | 0 | 13.6 | 38.8 | 28.8 | 28.8 | 0 | 0 | 0.2 | 55.5 | 5.3 | 0 | 28
Sun, 03.06. 16:00 | 12.4 | 0 | 12.4 | 37.7 | 25.8 | 25.8 | 0 | 0 | 0.2 | 59.2 | 4.6 | 0 | 27
Sun, 03.06. 17:00 | 13.4 | 0 | 13.4 | 38.6 | 25.3 | 25.3 | 0 | 0 | 0.2 | 63.7 | 4.6 | 0 | 27
Sun, 03.06. 18:00 | 15.3 | 0 | 15.3 | 40.3 | 23.6 | 23.6 | 0 | 0 | 0.2 | 84.1 | 4.2 | 0 | 25
Sun, 03.06. 19:00 | 15.8 | 0 | 15.8 | 40.7 | 22.6 | 22.6 | 0 | 0 | 0.2 | 87.8 | 4.2 | 0 | 25
Sun, 03.06. 20:00 | 14.8 | 0 | 14.8 | 39.9 | 19.9 | 19.9 | 0 | 0 | 0.2 | 80.2 | 3.7 | 0 | 24
Sun, 03.06. 21:00 | 12.2 | 0 | 12.2 | 37.7 | 13.3 | 13.3 | 0 | 0 | 0.2 | 66.3 | 2.6 | 0 | 21
Sun, 03.06. 22:00 | 9.7 | 0 | 9.7 | 35.5 | 9.2 | 9.2 | 0 | 0 | 0.2 | 56.8 | 1.9 | 0 | 19
Sun, 03.06. 23:00 | 6.7 | 0 | 6.7 | 32.8 | 8 | 8 | 0 | 0 | 0.2 | 48.7 | 1.5 | 0 | 19
Mon, 04.06. 00:00 | 4.2 | 0 | 4.2 | 30.7 | 4.6 | 4.6 | 0 | 0 | 0.2 | 36.4 | 0.9 | 0 | 19
Mon, 04.06. 01:00 | 2.2 | 0 | 2.2 | 29 | 2.5 | 2.5 | 0 | 0 | 0.2 | 17.7 | 0.5 | 0 | 18
Mon, 04.06. 02:00 | 0.6 | 0 | 0.6 | 27.5 | 3.4 | 3.4 | 0 | 0 | 0.2 | 9.8 | 0.4 | 0 | 19
Mon, 04.06. 03:00 | 0.6 | 0 | 0.6 | 27.6 | 1.9 | 1.9 | 0 | 0 | 0.2 | 8.8 | 0.2 | 0 | 18
Mon, 04.06. 04:00 | 2.3 | 0 | 2.3 | 29.2 | 1.9 | 1.9 | 0 | 0 | 0.2 | 11.9 | 0.4 | 0 | 18
Mon, 04.06. 05:00 | 6.9 | 0 | 6.9 | 33.2 | 1.8 | 1.8 | 0 | 0 | 0.2 | 22.6 | 0.9 | 0 | 18
Mon, 04.06. 06:00 | 19 | 0 | 19 | 44 | 1.9 | 1.9 | 0 | 0 | 0.2 | 40.9 | 2.3 | 0 | 18
Mon, 04.06. 07:00 | 22.5 | 0 | 22.5 | 47.2 | 2.4 | 2.4 | 0 | 0 | 0.8 | 53.8 | 2.5 | 0 | 18
Mon, 04.06. 08:00 | 22.3 | 0 | 22.3 | 47.3 | 4.9 | 4.9 | 0 | 0 | 1.5 | 52.2 | 2.4 | 0 | 19
Mon, 04.06. 09:00 | 22.1 | 0 | 22.1 | 47.4 | 9.7 | 9.7 | 0 | 0 | 1.7 | 44 | 2.4 | 0 | 21
Mon, 04.06. 10:00 | 25.1 | 0 | 25.1 | 50.4 | 13.1 | 13.1 | 0 | 0 | 1.8 | 39.7 | 2.6 | 0 | 22
Mon, 04.06. 11:00 | 29 | 0 | 29 | 54.2 | 16.8 | 16.8 | 0 | 0 | 1.9 | 46.4 | 3 | 0 | 23
Mon, 04.06. 12:00 | 26.3 | 0 | 26.3 | 51.8 | 14.3 | 14.3 | 0 | 0 | 1.5 | 46 | 2.5 | 0 | 22
Mon, 04.06. 13:00 | 25.1 | 0 | 25.1 | 50.6 | 17.9 | 17.9 | 0 | 0 | 1.4 | 55.8 | 3 | 0 | 24
Mon, 04.06. 14:00 | 21.9 | 0 | 21.9 | 47.4 | 17.8 | 17.8 | 0 | 0 | 1.3 | 64.4 | 2.9 | 0 | 24
Mon, 04.06. 15:00 | 20 | 0 | 20 | 45.6 | 16.8 | 16.8 | 0 | 0 | 1.1 | 76.1 | 2.7 | 0 | 24
Mon, 04.06. 16:00 | 19.5 | 0 | 19.5 | 45.1 | 17.2 | 17.2 | 0 | 0 | 1 | 107 | 2.8 | 0 | 24
Mon, 04.06. 17:00 | 20.6 | 0 | 20.6 | 45.9 | 15.3 | 15.3 | 0 | 0 | 0.6 | 128.8 | 2.8 | 0 | 23
Mon, 04.06. 18:00 | 21.3 | 0 | 21.3 | 46.3 | 15.6 | 15.6 | 0 | 0 | 0.4 | 143.3 | 3.2 | 0 | 23
Mon, 04.06. 19:00 | 21.8 | 0 | 21.8 | 46.3 | 11.5 | 11.5 | 0 | 0 | 0.3 | 130.9 | 3.2 | 0 | 21
Mon, 04.06. 20:00 | 19.8 | 0 | 19.8 | 44.6 | 6.7 | 6.7 | 0 | 0 | 0.2 | 97.9 | 2.7 | 0 | 19
Mon, 04.06. 21:00 | 19.8 | 0 | 19.8 | 44.4 | 4.6 | 4.6 | 0 | 0 | 0.2 | 91.4 | 2.6 | 0 | 18
Mon, 04.06. 22:00 | 9.8 | 0 | 9.8 | 35.6 | 3.4 | 3.4 | 0 | 0 | 0.2 | 72.7 | 1.5 | 0 | 17
Mon, 04.06. 23:00 | 6 | 0 | 6 | 32.2 | 2.8 | 2.8 | 0 | 0 | 0.2 | 63.1 | 1 | 0 | 17
Tue, 05.06. 00:00 | 4.4 | 0.1 | 4.3 | 30.8 | 1.2 | 1.2 | 0 | 0 | 0.2 | 37.1 | 0.6 | 0 | 16
Tue, 05.06. 01:00 | 2.4 | 0.1 | 2.3 | 29.1 | 0.8 | 0.8 | 0 | 0 | 0.2 | 18.9 | 0.3 | 0 | 15
Tue, 05.06. 02:00 | 4.2 | 3.6 | 0.6 | 31.2 | 0.6 | 0.6 | 0 | 0 | 0.2 | 10.2 | 0.1 | 0 | 14
Tue, 05.06. 03:00 | 4.2 | 3.6 | 0.6 | 31.2 | 0.6 | 0.6 | 0 | 0 | 0.2 | 8.8 | 0.1 | 0 | 14
Tue, 05.06. 04:00 | 5.9 | 3.6 | 2.3 | 32.7 | 0.5 | 0.5 | 0 | 0 | 0.2 | 11.2 | 0.3 | 0 | 14
Tue, 05.06. 05:00 | 7.5 | 0.5 | 7 | 33.8 | 0.8 | 0.8 | 0 | 0 | 0.2 | 23.1 | 0.9 | 0 | 16
Tue, 05.06. 06:00 | 22 | 0.9 | 21.1 | 46.7 | 1.1 | 1.1 | 0 | 0 | 0.3 | 45.6 | 2.5 | 0 | 17
Tue, 05.06. 07:00 | 22.9 | 0.8 | 22.1 | 47.5 | 1.4 | 1.4 | 0 | 0 | 0.8 | 52.7 | 2.4 | 0 | 18
Tue, 05.06. 08:00 | 23.7 | 0.8 | 22.9 | 48.5 | 3.6 | 3.6 | 0 | 0 | 1.6 | 53.8 | 2.3 | 0 | 19
Tue, 05.06. 09:00 | 22.6 | 0.6 | 22 | 47.9 | 5.8 | 5.8 | 0 | 0 | 1.7 | 44 | 2.1 | 0 | 20
Tue, 05.06. 10:00 | 23 | 0.6 | 22.4 | 48.4 | 6 | 6 | 0 | 0 | 1.6 | 35.6 | 1.9 | 0 | 20
Tue, 05.06. 11:00 | 26 | 0.6 | 25.4 | 51.5 | 6.6 | 6.6 | 0 | 0 | 1.7 | 40.6 | 1.9 | 0 | 20
Tue, 05.06. 12:00 | 27.7 | 0.6 | 27.1 | 53.1 | 8.8 | 8.8 | 0 | 0 | 1.6 | 47.4 | 2 | 0 | 21
Tue, 05.06. 13:00 | 24.6 | 0.5 | 24.1 | 50.2 | 8.5 | 8.5 | 0 | 0 | 1.3 | 53.5 | 1.9 | 0 | 21
Tue, 05.06. 14:00 | 21.5 | 0.5 | 21 | 47.3 | 5.6 | 5.6 | 0 | 0 | 1.3 | 61.8 | 1.5 | 0 | 19
Tue, 05.06. 15:00 | 21 | 0.5 | 20.5 | 46.7 | 7.1 | 7.1 | 0 | 0 | 1.2 | 78.5 | 1.6 | 0 | 20
Tue, 05.06. 16:00 | 19.9 | 0.4 | 19.5 | 45.5 | 8.5 | 8.5 | 0 | 0 | 1 | 107 | 1.9 | 0 | 21
Tue, 05.06. 17:00 | 22.4 | 0.5 | 21.9 | 47.6 | 7.3 | 7.3 | 0 | 0 | 0.6 | 136.8 | 2.2 | 0 | 20
Tue, 05.06. 18:00 | 20.5 | 0.5 | 20 | 45.7 | 3.6 | 3.6 | 0 | 0 | 0.4 | 134.9 | 1.9 | 0 | 18
Tue, 05.06. 19:00 | 22.6 | 0.5 | 22.1 | 47.2 | 3.4 | 3.4 | 0 | 0 | 0.3 | 133.6 | 2.5 | 0 | 18
Tue, 05.06. 20:00 | 20.5 | 0.5 | 20 | 45.1 | 2.6 | 2.6 | 0 | 0 | 0.2 | 99 | 2.4 | 0 | 18
Tue, 05.06. 21:00 | 20.8 | 0.5 | 20.3 | 45.3 | 2.3 | 2.3 | 0 | 0 | 0.2 | 94.1 | 2.5 | 0 | 18
Tue, 05.06. 22:00 | 10 | 0.2 | 9.8 | 35.6 | 1.8 | 1.8 | 0 | 0 | 0.2 | 72.7 | 1.3 | 0 | 18
Tue, 05.06. 23:00 | 6.4 | 0.1 | 6.3 | 32.5 | 1.6 | 1.6 | 0 | 0 | 0.2 | 66.4 | 0.9 | 0 | 18
Wed, 06.06. 00:00 | 4.2 | 0 | 4.2 | 30.6 | 2.3 | 2.3 | 0 | 0 | 0.2 | 36.8 | 0.7 | 0 | 18
Wed, 06.06. 01:00 | 2.3 | 0 | 2.3 | 29 | 2.1 | 2.1 | 0 | 0 | 0.2 | 20.1 | 0.5 | 0 | 18
Wed, 06.06. 02:00 | 0.7 | 0 | 0.7 | 27.5 | 1.5 | 1.5 | 0 | 0 | 0.2 | 10.9 | 0.2 | 0 | 17
Wed, 06.06. 03:00 | 0.6 | 0 | 0.6 | 27.4 | 1.2 | 1.2 | 0 | 0 | 0.2 | 8.7 | 0.2 | 0 | 17
Wed, 06.06. 04:00 | 2.3 | 0 | 2.3 | 28.9 | 1.2 | 1.2 | 0 | 0 | 0.2 | 11.5 | 0.4 | 0 | 17
Wed, 06.06. 05:00 | 7.1 | 0 | 7.1 | 33.2 | 1.3 | 1.3 | 0 | 0 | 0.2 | 23.3 | 0.9 | 0 | 17
Wed, 06.06. 06:00 | 18.6 | 0 | 18.6 | 43.5 | 1 | 1 | 0 | 0 | 0.2 | 40 | 2.2 | 0 | 16
Wed, 06.06. 07:00 | 20 | 0 | 20 | 44.9 | 1.4 | 1.4 | 0 | 0 | 0.7 | 48 | 2.2 | 0 | 17
Wed, 06.06. 08:00 | 22.4 | 0 | 22.4 | 47.3 | 2.6 | 2.6 | 0 | 0 | 1.5 | 52.7 | 2.2 | 0 | 18
Wed, 06.06. 09:00 | 23.6 | 0 | 23.6 | 48.7 | 5.7 | 5.7 | 0 | 0 | 1.8 | 47.1 | 2.2 | 0 | 19
Wed, 06.06. 10:00 | 22.6 | 0 | 22.6 | 48 | 5.8 | 5.8 | 0 | 0 | 1.7 | 36 | 1.9 | 0 | 19
Wed, 06.06. 11:00 | 24.6 | 0 | 24.6 | 50 | 7.8 | 7.8 | 0 | 0 | 1.6 | 39.4 | 1.9 | 0 | 20
Wed, 06.06. 12:00 | 24.9 | 0 | 24.9 | 50.4 | 9.8 | 9.8 | 0 | 0 | 1.4 | 43.7 | 2 | 0 | 21
Wed, 06.06. 13:00 | 25.9 | 0 | 25.9 | 51.3 | 12.6 | 12.6 | 0 | 0 | 1.4 | 57.4 | 2.3 | 0 | 22
Wed, 06.06. 14:00 | 19.9 | 0 | 19.9 | 45.5 | 11.1 | 11.1 | 0 | 0 | 1.2 | 58.6 | 1.9 | 0 | 22
Wed, 06.06. 15:00 | 21 | 0 | 21 | 46.4 | 15 | 15 | 0 | 0 | 1.2 | 80.1 | 2.6 | 0 | 24
Wed, 06.06. 16:00 | 18.8 | 0 | 18.8 | 44.2 | 14.2 | 14.2 | 0 | 0 | 1 | 103.7 | 2.5 | 0 | 24
Wed, 06.06. 17:00 | 21.8 | 0 | 21.8 | 46.8 | 12.2 | 12.2 | 0 | 0 | 0.6 | 136.8 | 2.6 | 0 | 22
Wed, 06.06. 18:00 | 20.5 | 0 | 20.5 | 45.4 | 9.8 | 9.8 | 0 | 0 | 0.4 | 137.7 | 2.5 | 0 | 21
Wed, 06.06. 19:00 | 21.1 | 0 | 21.1 | 45.6 | 7.6 | 7.6 | 0 | 0 | 0.3 | 127 | 2.8 | 0 | 20
Wed, 06.06. 20:00 | 21.9 | 0 | 21.9 | 46.3 | 4.1 | 4.1 | 0 | 0 | 0.2 | 108.5 | 2.7 | 0 | 18
Wed, 06.06. 21:00 | 19.5 | 0 | 19.5 | 44.1 | 3 | 3 | 0 | 0 | 0.2 | 90.5 | 2.5 | 0 | 17
Wed, 06.06. 22:00 | 10.6 | 0 | 10.6 | 36.1 | 2.3 | 2.3 | 0 | 0 | 0.2 | 78.1 | 1.5 | 0 | 16
Wed, 06.06. 23:00 | 6.5 | 0 | 6.5 | 32.5 | 1.9 | 1.9 | 0 | 0 | 0.2 | 69 | 0.9 | 0 | 16
Thu, 07.06. 00:00 | 7.6 | 3.6 | 4 | 34 | 2.2 | 2.2 | 0 | 0 | 0.2 | 34.6 | 0.7 | 0 | 14
Thu, 07.06. 01:00 | 5.7 | 3.5 | 2.2 | 32.4 | 1.7 | 1.7 | 0 | 0 | 0.2 | 17.5 | 0.4 | 0 | 14
Thu, 07.06. 02:00 | 0.9 | 0.2 | 0.7 | 27.8 | 1.5 | 1.5 | 0 | 0 | 0.2 | 11.3 | 0.2 | 0 | 15
Thu, 07.06. 03:00 | 4.7 | 4 | 0.7 | 31.7 | 1.3 | 1.3 | 0 | 0 | 0.2 | 9.6 | 0.2 | 0 | 14
Thu, 07.06. 04:00 | 6.1 | 3.8 | 2.3 | 32.7 | 1.1 | 1.1 | 0 | 0 | 0.2 | 11.4 | 0.4 | 0 | 14
Thu, 07.06. 05:00 | 12 | 4.7 | 7.3 | 38.2 | 1.2 | 1.2 | 0 | 0 | 0.2 | 24 | 0.9 | 0 | 14
Thu, 07.06. 06:00 | 19.6 | 1.3 | 18.3 | 44.4 | 1.3 | 1.3 | 0 | 0 | 0.2 | 39.6 | 2.2 | 0 | 16
Thu, 07.06. 07:00 | 21.8 | 1.3 | 20.5 | 46.3 | 2 | 2 | 0 | 0 | 0.7 | 49 | 2.3 | 0 | 18
Thu, 07.06. 08:00 | 23.1 | 1.2 | 21.9 | 47.8 | 7.6 | 7.6 | 0 | 0 | 1.5 | 51.7 | 2.6 | 0 | 21
Thu, 07.06. 09:00 | 23.1 | 1.1 | 22 | 48 | 10.7 | 10.7 | 0 | 0 | 1.7 | 44 | 2.5 | 0 | 22
Thu, 07.06. 10:00 | 24.5 | 1 | 23.5 | 49.6 | 13.3 | 13.3 | 0 | 0 | 1.7 | 37.4 | 2.6 | 0 | 23
Thu, 07.06. 11:00 | 26.1 | 1 | 25.1 | 51.1 | 15.4 | 15.4 | 0 | 0 | 1.6 | 40.2 | 2.8 | 0 | 24
Thu, 07.06. 12:00 | 26.7 | 0.9 | 25.8 | 51.8 | 16.2 | 16.2 | 0 | 0 | 1.5 | 45.1 | 2.8 | 0 | 24
Thu, 07.06. 13:00 | 26.4 | 0.9 | 25.5 | 51.6 | 17.5 | 17.5 | 0 | 0 | 1.4 | 56.8 | 3 | 0 | 24
Thu, 07.06. 14:00 | 24 | 0.9 | 23.1 | 49.2 | 19.7 | 19.7 | 0 | 0 | 1.4 | 68.2 | 3.3 | 0 | 25
Thu, 07.06. 15:00 | 21.8 | 0.8 | 21 | 47.1 | 18.4 | 18.4 | 0 | 0 | 1.2 | 80.1 | 3.1 | 0 | 25
Thu, 07.06. 16:00 | 20.3 | 0.8 | 19.5 | 45.5 | 16.5 | 16.5 | 0 | 0 | 1 | 107 | 2.8 | 0 | 24
Thu, 07.06. 17:00 | 21.3 | 0.7 | 20.6 | 46.4 | 13.2 | 13.2 | 0 | 0 | 0.6 | 128.8 | 2.6 | 0 | 22
Thu, 07.06. 18:00 | 21 | 0.8 | 20.2 | 46 | 8.4 | 8.4 | 0 | 0 | 0.4 | 136.4 | 2.4 | 0 | 19
Thu, 07.06. 19:00 | 23.2 | 0.9 | 22.3 | 47.6 | 6.7 | 6.7 | 0 | 0 | 0.3 | 134.9 | 2.8 | 0 | 18
Thu, 07.06. 20:00 | 21.8 | 0.8 | 21 | 46.3 | 5.4 | 5.4 | 0 | 0 | 0.2 | 104.2 | 2.7 | 0 | 18
Thu, 07.06. 21:00 | 20.7 | 0.8 | 19.9 | 45.1 | 4.4 | 4.4 | 0 | 0 | 0.2 | 92.3 | 2.6 | 0 | 18
Thu, 07.06. 22:00 | 11.7 | 0.3 | 11.4 | 37.2 | 3.5 | 3.5 | 0 | 0 | 0.2 | 84.2 | 1.6 | 0 | 16
Thu, 07.06. 23:00 | 6 | 0.2 | 5.8 | 32.1 | 2.3 | 2.3 | 0 | 0 | 0.2 | 61.1 | 0.9 | 0 | 16
Fri, 08.06. 00:00 | 4.2 | 0 | 4.2 | 30.5 | 0.4 | 0.4 | 0 | 0 | 0.2 | 36.8 | 0.5 | 0 | 16
Fri, 08.06. 01:00 | 2.3 | 0 | 2.3 | 28.9 | 0.1 | 0.1 | 0 | 0 | 0.2 | 19.2 | 0.3 | 0 | 15
Fri, 08.06. 02:00 | 0.7 | 0 | 0.7 | 27.5 | 0.1 | 0.1 | 0 | 0 | 0.2 | 10.8 | 0.1 | 0 | 15
Fri, 08.06. 03:00 | 0.6 | 0 | 0.6 | 27.3 | 0.1 | 0.1 | 0 | 0 | 0.2 | 9.1 | 0.1 | 0 | 15
Fri, 08.06. 04:00 | 2.2 | 0 | 2.2 | 28.8 | 0.1 | 0.1 | 0 | 0 | 0.2 | 11 | 0.3 | 0 | 15
Fri, 08.06. 05:00 | 6.8 | 0 | 6.8 | 32.9 | 0.1 | 0.1 | 0 | 0 | 0.2 | 22.4 | 0.8 | 0 | 15
Fri, 08.06. 06:00 | 19.1 | 0 | 19.1 | 43.8 | 0.1 | 0.1 | 0 | 0 | 0.2 | 41.3 | 2.1 | 0 | 15
Fri, 08.06. 07:00 | 20.9 | 0 | 20.9 | 45.5 | 0.1 | 0.1 | 0 | 0 | 0.8 | 50.1 | 2.2 | 0 | 15
Fri, 08.06. 08:00 | 23 | 0 | 23 | 47.9 | 0.3 | 0.3 | 0 | 0 | 1.6 | 54.3 | 2.1 | 0 | 15
Fri, 08.06. 09:00 | 23.6 | 0 | 23.6 | 48.7 | 0.8 | 0.8 | 0 | 0 | 1.8 | 47.1 | 1.8 | 0 | 16
Fri, 08.06. 10:00 | 21.9 | 0 | 21.9 | 47.3 | 0.8 | 0.8 | 0 | 0 | 1.6 | 34.8 | 1.4 | 0 | 16
Fri, 08.06. 11:00 | 24.8 | 0 | 24.8 | 50.2 | 1.1 | 1.1 | 0 | 0 | 1.6 | 39.8 | 1.4 | 0 | 17
Fri, 08.06. 12:00 | 28.1 | 0 | 28.1 | 53.4 | 1.5 | 1.5 | 0 | 0 | 1.6 | 49.2 | 1.5 | 0 | 18
Fri, 08.06. 13:00 | 23.8 | 0 | 23.8 | 49.3 | 1.3 | 1.3 | 0 | 0 | 1.3 | 53 | 1.3 | 0 | 18
Fri, 08.06. 14:00 | 21.6 | 0 | 21.6 | 47.2 | 1.4 | 1.4 | 0 | 0 | 1.3 | 63.7 | 1.2 | 0 | 18
Fri, 08.06. 15:00 | 20.6 | 0 | 20.6 | 46.3 | 1.4 | 1.4 | 0 | 0 | 1.2 | 79.3 | 1.2 | 0 | 18
Fri, 08.06. 16:00 | 19.6 | 0 | 19.6 | 45.1 | 1.4 | 1.4 | 0 | 0 | 1 | 108.1 | 1.3 | 0 | 18
Fri, 08.06. 17:00 | 20.6 | 0 | 20.6 | 45.7 | 2.7 | 2.7 | 0 | 0 | 0.6 | 128.8 | 1.7 | 0 | 19
Fri, 08.06. 18:00 | 21.3 | 0 | 21.3 | 46.2 | 1.3 | 1.3 | 0 | 0 | 0.4 | 143.3 | 1.9 | 0 | 18
Fri, 08.06. 19:00 | 21 | 0 | 21 | 45.6 | 0.9 | 0.9 | 0 | 0 | 0.3 | 127 | 2.2 | 0 | 17
Fri, 08.06. 20:00 | 20.8 | 0 | 20.8 | 45.4 | 0.5 | 0.5 | 0 | 0 | 0.2 | 103.2 | 2.3 | 0 | 16
Fri, 08.06. 21:00 | 19.3 | 0 | 19.3 | 43.9 | 0.2 | 0.2 | 0 | 0 | 0.2 | 89.6 | 2.2 | 0 | 15
Fri, 08.06. 22:00 | 10.3 | 0 | 10.3 | 35.8 | 0.2 | 0.2 | 0 | 0 | 0.2 | 76.5 | 1.2 | 0 | 15
Fri, 08.06. 23:00 | 6.3 | 0 | 6.3 | 32.3 | 0.2 | 0.2 | 0 | 0 | 0.2 | 66.4 | 0.8 | 0 | 15
Sat, 09.06. 00:00 | 8.9 | 4 | 4.9 | 35.1 | 1.9 | 1.9 | 0 | 0 | 0.2 | 56.8 | 0.8 | 0 | 14
Sat, 09.06. 01:00 | 6.7 | 3.9 | 2.8 | 33.2 | 1.5 | 1.5 | 0 | 0 | 0.2 | 32.2 | 0.5 | 0 | 14
Sat, 09.06. 02:00 | 5.3 | 3.8 | 1.5 | 31.9 | 1.1 | 1.1 | 0 | 0 | 0.2 | 20 | 0.3 | 0 | 14
Sat, 09.06. 03:00 | 4.4 | 3.8 | 0.6 | 31.1 | 1 | 1 | 0 | 0 | 0.2 | 11.6 | 0.2 | 0 | 14
Sat, 09.06. 04:00 | 5.2 | 3.9 | 1.3 | 32 | 0.9 | 0.9 | 0 | 0 | 0.2 | 10.6 | 0.2 | 0 | 14
Sat, 09.06. 05:00 | 6.2 | 4.7 | 1.5 | 32.9 | 0.9 | 0.9 | 0 | 0 | 0.2 | 12.5 | 0.2 | 0 | 14
Sat, 09.06. 06:00 | 3.7 | 1.5 | 2.2 | 30.3 | 0.9 | 0.9 | 0 | 0 | 0.2 | 12.2 | 0.3 | 0 | 15
Sat, 09.06. 07:00 | 6.5 | 1.5 | 5 | 32.9 | 1.1 | 1.1 | 0 | 0 | 0.3 | 13.6 | 0.6 | 0 | 15
Sat, 09.06. 08:00 | 14.2 | 1.4 | 12.8 | 39.6 | 1.6 | 1.6 | 0 | 0 | 0.5 | 20.1 | 1.5 | 0 | 15
Sat, 09.06. 09:00 | 23.3 | 1.2 | 22.1 | 47.7 | 2.5 | 2.5 | 0 | 0 | 0.5 | 24.7 | 2.6 | 0 | 16
Sat, 09.06. 10:00 | 26.6 | 1.1 | 25.5 | 50.7 | 3.6 | 3.6 | 0 | 0 | 0.5 | 45.5 | 2.9 | 0 | 18
Sat, 09.06. 11:00 | 28.8 | 1 | 27.8 | 52.8 | 7 | 7 | 0 | 0 | 0.4 | 54.7 | 3.2 | 0 | 20
Sat, 09.06. 12:00 | 28 | 1 | 27 | 52.1 | 10.7 | 10.7 | 0 | 0 | 0.4 | 75.3 | 3.2 | 0 | 22
Sat, 09.06. 13:00 | 26.8 | 1 | 25.8 | 51.2 | 14.5 | 14.5 | 0 | 0 | 0.4 | 90.4 | 3.4 | 0 | 24
Sat, 09.06. 14:00 | 24.4 | 0.9 | 23.5 | 49.1 | 15.7 | 15.7 | 0 | 0 | 0.4 | 86.4 | 3.4 | 0 | 25
Sat, 09.06. 15:00 | 22.5 | 0.9 | 21.6 | 47.2 | 17.2 | 17.2 | 0 | 0 | 0.4 | 81.8 | 3.4 | 0 | 26
Sat, 09.06. 16:00 | 20.4 | 0.8 | 19.6 | 45.4 | 14.7 | 14.7 | 0 | 0 | 0.3 | 76.9 | 2.9 | 0 | 25
Sat, 09.06. 17:00 | 22.5 | 0.9 | 21.6 | 47.1 | 14.5 | 14.5 | 0 | 0 | 0.3 | 86.6 | 3.1 | 0 | 24
Sat, 09.06. 18:00 | 19.9 | 1 | 18.9 | 44.4 | 12.2 | 12.2 | 0 | 0 | 0.2 | 86 | 2.8 | 0 | 23
Sat, 09.06. 19:00 | 19.4 | 1 | 18.4 | 43.9 | 9.1 | 9.1 | 0 | 0 | 0.2 | 82.8 | 2.6 | 0 | 21
Sat, 09.06. 20:00 | 18.3 | 1 | 17.3 | 43 | 4.4 | 4.4 | 0 | 0 | 0.2 | 75.4 | 2.3 | 0 | 18
Sat, 09.06. 21:00 | 14.5 | 1 | 13.5 | 39.5 | 3.5 | 3.5 | 0 | 0 | 0.2 | 70.4 | 1.8 | 0 | 17
Sat, 09.06. 22:00 | 10 | 0.3 | 9.7 | 35.6 | 2.3 | 2.3 | 0 | 0 | 0.2 | 61.7 | 1.3 | 0 | 15
Sat, 09.06. 23:00 | 7.1 | 0.3 | 6.8 | 33 | 1.9 | 1.9 | 0 | 0 | 0.2 | 61.9 | 1 | 0 | 15
Sun, 10.06. 00:00 | 7.8 | 3.5 | 4.3 | 34.2 | 3.8 | 3.8 | 0 | 0 | 0.2 | 60.5 | 0.8 | 0 | 14
Sun, 10.06. 01:00 | 7 | 4.2 | 2.8 | 33.4 | 3.5 | 3.5 | 0 | 0 | 0.2 | 59 | 0.6 | 0 | 14
Sun, 10.06. 02:00 | 8.5 | 7 | 1.5 | 35.2 | 2.3 | 2.3 | 0 | 0 | 0.2 | 35.9 | 0.4 | 0 | 13
Sun, 10.06. 03:00 | 8.2 | 7.6 | 0.6 | 34.9 | 2.2 | 2.2 | 0 | 0 | 0.2 | 19 | 0.3 | 0 | 13
Sun, 10.06. 04:00 | 5.8 | 4.2 | 1.6 | 32.4 | 2.1 | 2.1 | 0 | 0 | 0.2 | 12.2 | 0.4 | 0 | 14
Sun, 10.06. 05:00 | 3 | 1.3 | 1.7 | 29.5 | 2.2 | 2.2 | 0 | 0 | 0.2 | 9.9 | 0.4 | 0 | 16
Sun, 10.06. 06:00 | 4.1 | 1.9 | 2.2 | 30.5 | 2.7 | 2.7 | 0 | 0 | 0.2 | 10 | 0.5 | 0 | 18
Sun, 10.06. 07:00 | 6.6 | 1.9 | 4.7 | 32.5 | 7.6 | 7.6 | 0 | 0 | 0.2 | 11.1 | 1.1 | 0 | 21
Sun, 10.06. 08:00 | 13.3 | 1.7 | 11.6 | 38.3 | 11.8 | 11.8 | 0 | 0 | 0.2 | 11.4 | 2.4 | 0 | 23
Sun, 10.06. 09:00 | 23.4 | 1.5 | 21.9 | 47.1 | 16.9 | 16.9 | 0 | 0 | 0.2 | 13.3 | 4.3 | 0 | 25
Sun, 10.06. 10:00 | 24.5 | 1.4 | 23.1 | 48 | 17.8 | 17.8 | 0 | 0 | 0.2 | 15.3 | 4.6 | 0 | 25
Sun, 10.06. 11:00 | 25.3 | 1.3 | 24 | 48.7 | 20.8 | 20.8 | 0 | 0 | 0.2 | 22.3 | 5.1 | 0 | 26
Sun, 10.06. 12:00 | 23.5 | 1.3 | 22.2 | 47.1 | 24.3 | 24.3 | 0 | 0 | 0.2 | 32.7 | 5.5 | 0 | 27
Sun, 10.06. 13:00 | 18 | 1.1 | 16.9 | 42.3 | 23.2 | 23.2 | 0 | 0 | 0.2 | 41 | 4.7 | 0 | 27
Sun, 10.06. 14:00 | 17.1 | 1.2 | 15.9 | 41.5 | 25 | 25 | 0 | 0 | 0.2 | 61 | 4.8 | 0 | 27
Sun, 10.06. 15:00 | 14.2 | 1.1 | 13.1 | 38.9 | 23.3 | 23.3 | 0 | 0 | 0.2 | 53.8 | 4.3 | 0 | 27
Sun, 10.06. 16:00 | 14.6 | 1.1 | 13.5 | 39.3 | 25.1 | 25.1 | 0 | 0 | 0.2 | 65.4 | 4.6 | 0 | 27
Sun, 10.06. 17:00 | 15.4 | 1.1 | 14.3 | 39.9 | 22.4 | 22.4 | 0 | 0 | 0.2 | 68.4 | 4.2 | 0 | 26
Sun, 10.06. 18:00 | 15.3 | 1.1 | 14.2 | 39.9 | 19.2 | 19.2 | 0 | 0 | 0.2 | 79.1 | 3.7 | 0 | 25
Sun, 10.06. 19:00 | 16.8 | 1.2 | 15.6 | 41.2 | 16.5 | 16.5 | 0 | 0 | 0.2 | 86.9 | 3.3 | 0 | 23
Sun, 10.06. 20:00 | 15.9 | 1.2 | 14.7 | 40.6 | 11.4 | 11.4 | 0 | 0 | 0.2 | 80.2 | 2.7 | 0 | 20
Sun, 10.06. 21:00 | 13.5 | 1.2 | 12.3 | 38.6 | 6.9 | 6.9 | 0 | 0 | 0.2 | 67 | 2 | 0 | 18
Sun, 10.06. 22:00 | 9.8 | 0.4 | 9.4 | 35.2 | 5.6 | 5.6 | 0 | 0 | 0.2 | 55.7 | 1.6 | 0 | 17
Sun, 10.06. 23:00 | 6.7 | 0.3 | 6.4 | 32.5 | 4.1 | 4.1 | 0 | 0 | 0.2 | 46.9 | 1.1 | 0 | 15
Mon, 11.06. 00:00 | 8.1 | 4 | 4.1 | 34.3 | 3 | 3 | 0 | 0 | 0.2 | 36.4 | 0.8 | 0 | 14
Mon, 11.06. 01:00 | 11 | 8.5 | 2.5 | 37.3 | 2.7 | 2.7 | 0 | 0 | 0.2 | 20.9 | 0.5 | 0 | 13
Mon, 11.06. 02:00 | 8.1 | 7.5 | 0.6 | 34.7 | 1.8 | 1.8 | 0 | 0 | 0.2 | 10.4 | 0.2 | 0 | 13
Mon, 11.06. 03:00 | 11.9 | 11.3 | 0.6 | 38.6 | 1.6 | 1.6 | 0 | 0 | 0.2 | 9.2 | 0.2 | 0 | 12
Mon, 11.06. 04:00 | 10.5 | 8.2 | 2.3 | 37 | 1.5 | 1.5 | 0 | 0 | 0.2 | 12 | 0.4 | 0 | 13
Mon, 11.06. 05:00 | 8.9 | 2 | 6.9 | 34.8 | 1.7 | 1.7 | 0 | 0 | 0.2 | 22.9 | 0.9 | 0 | 16
Mon, 11.06. 06:00 | 23.4 | 3.2 | 20.2 | 47.5 | 3.8 | 3.8 | 0 | 0 | 0.3 | 43.9 | 2.6 | 0 | 19
Mon, 11.06. 07:00 | 25 | 3.1 | 21.9 | 49 | 7.1 | 7.1 | 0 | 0 | 0.8 | 52.7 | 2.9 | 0 | 21
Mon, 11.06. 08:00 | 24.8 | 2.7 | 22.1 | 49.1 | 11.4 | 11.4 | 0 | 0 | 1.5 | 52.2 | 3 | 0 | 23
Mon, 11.06. 09:00 | 24.3 | 2.4 | 21.9 | 49 | 14.8 | 14.8 | 0 | 0 | 1.7 | 44 | 3 | 0 | 24
Mon, 11.06. 10:00 | 25.2 | 2.2 | 23 | 49.9 | 17.4 | 17.4 | 0 | 0 | 1.7 | 36.7 | 3.3 | 0 | 25
Mon, 11.06. 11:00 | 26.3 | 2 | 24.3 | 51.2 | 18 | 18 | 0 | 0 | 1.6 | 39 | 3.2 | 0 | 25
Mon, 11.06. 12:00 | 27.1 | 2 | 25.1 | 51.8 | 20.7 | 20.7 | 0 | 0 | 1.4 | 44.2 | 3.6 | 0 | 26
Mon, 11.06. 13:00 | 26.2 | 2 | 24.2 | 51.1 | 20.3 | 20.3 | 0 | 0 | 1.3 | 54.1 | 3.3 | 0 | 25
Mon, 11.06. 14:00 | 23.9 | 1.9 | 22 | 48.9 | 21 | 21 | 0 | 0 | 1.3 | 65 | 3.4 | 0 | 25
Mon, 11.06. 15:00 | 22.4 | 1.8 | 20.6 | 47.4 | 20.4 | 20.4 | 0 | 0 | 1.2 | 79.3 | 3.3 | 0 | 25
Mon, 11.06. 16:00 | 19.7 | 1.6 | 18.1 | 44.7 | 17.5 | 17.5 | 0 | 0 | 0.9 | 100.4 | 2.8 | 0 | 24
Mon, 11.06. 17:00 | 22.5 | 1.6 | 20.9 | 47.2 | 17 | 17 | 0 | 0 | 0.6 | 131.4 | 3 | 0 | 23
Mon, 11.06. 18:00 | 21 | 1.7 | 19.3 | 45.6 | 14.2 | 14.2 | 0 | 0 | 0.4 | 130.8 | 2.8 | 0 | 22
Mon, 11.06. 19:00 | 23.4 | 1.8 | 21.6 | 47.6 | 9.8 | 9.8 | 0 | 0 | 0.3 | 130.9 | 3 | 0 | 19
Mon, 11.06. 20:00 | 22.9 | 1.8 | 21.1 | 47 | 7 | 7 | 0 | 0 | 0.2 | 105.3 | 2.9 | 0 | 18
Mon, 11.06. 21:00 | 21.7 | 1.8 | 19.9 | 45.9 | 5.5 | 5.5 | 0 | 0 | 0.2 | 92.3 | 2.7 | 0 | 17
Mon, 11.06. 22:00 | 11.3 | 0.6 | 10.7 | 36.6 | 4.1 | 4.1 | 0 | 0 | 0.2 | 79.6 | 1.6 | 0 | 15
Mon, 11.06. 23:00 | 10.7 | 4.2 | 6.5 | 36.5 | 3.2 | 3.2 | 0 | 0 | 0.2 | 69 | 1 | 0 | 14
Tue, 12.06. 00:00 | 11.9 | 7.8 | 4.1 | 38.1 | 0.1 | 0.1 | 0 | 0 | 0.2 | 34.9 | 0.5 | 0 | 13
Tue, 12.06. 01:00 | 13.8 | 11.6 | 2.2 | 40.2 | 0.1 | 0.1 | 0 | 0 | 0.2 | 18.3 | 0.3 | 0 | 12
Tue, 12.06. 02:00 | 12.1 | 11.5 | 0.6 | 38.7 | 0.1 | 0.1 | 0 | 0 | 0.2 | 10.2 | 0.1 | 0 | 12
Tue, 12.06. 03:00 | 18.7 | 18 | 0.7 | 45.5 | 0.1 | 0.1 | 0 | 0 | 0.2 | 9.6 | 0.1 | 0 | 11
Tue, 12.06. 04:00 | 15.9 | 13.5 | 2.4 | 42.3 | 0.1 | 0.1 | 0 | 0 | 0.2 | 12.1 | 0.3 | 0 | 12
Tue, 12.06. 05:00 | 18.7 | 12 | 6.7 | 44.7 | 0.1 | 0.1 | 0 | 0 | 0.2 | 22 | 0.8 | 0 | 13
Tue, 12.06. 06:00 | 31.4 | 11.6 | 19.8 | 55.9 | 0.1 | 0.1 | 0 | 0 | 0.3 | 43 | 2.2 | 0 | 14
Tue, 12.06. 07:00 | 30.8 | 8.3 | 22.5 | 55.1 | 0.1 | 0.1 | 0 | 0 | 0.8 | 54.3 | 2.3 | 0 | 15
Tue, 12.06. 08:00 | 26.9 | 6.6 | 20.3 | 51.7 | 0.4 | 0.4 | 0 | 0 | 1.4 | 48 | 1.8 | 0 | 16
Tue, 12.06. 09:00 | 29.1 | 6.6 | 22.5 | 54 | 0.9 | 0.9 | 0 | 0 | 1.7 | 45.3 | 1.7 | 0 | 17
Tue, 12.06. 10:00 | 30.4 | 6.2 | 24.2 | 55.4 | 1 | 1 | 0 | 0 | 1.8 | 38.6 | 1.5 | 0 | 17
Tue, 12.06. 11:00 | 30.9 | 5.6 | 25.3 | 56.1 | 1 | 1 | 0 | 0 | 1.6 | 40.6 | 1.4 | 0 | 17
Tue, 12.06. 12:00 | 33 | 5.6 | 27.4 | 58.2 | 1.1 | 1.1 | 0 | 0 | 1.6 | 48.3 | 1.4 | 0 | 17
Tue, 12.06. 13:00 | 31.7 | 5.5 | 26.2 | 57.1 | 0.9 | 0.9 | 0 | 0 | 1.4 | 58.5 | 1.3 | 0 | 16
Tue, 12.06. 14:00 | 26.3 | 4.9 | 21.4 | 51.6 | 1.3 | 1.3 | 0 | 0 | 1.3 | 63.1 | 1.2 | 0 | 18
Tue, 12.06. 15:00 | 25.7 | 4.9 | 20.8 | 51.1 | 1.3 | 1.3 | 0 | 0 | 1.2 | 80.1 | 1.2 | 0 | 18
Tue, 12.06. 16:00 | 24.7 | 4.6 | 20.1 | 49.9 | 2.8 | 2.8 | 0 | 0 | 1 | 111.3 | 1.4 | 0 | 19
Tue, 12.06. 17:00 | 24.4 | 4.2 | 20.2 | 49.4 | 1.2 | 1.2 | 0 | 0 | 0.6 | 127.4 | 1.6 | 0 | 18
Tue, 12.06. 18:00 | 26 | 4.8 | 21.2 | 50.7 | 1 | 1 | 0 | 0 | 0.4 | 143.3 | 1.8 | 0 | 17
Tue, 12.06. 19:00 | 27.2 | 5 | 22.2 | 51.4 | 0.7 | 0.7 | 0 | 0 | 0.3 | 134.9 | 2.3 | 0 | 16
Tue, 12.06. 20:00 | 29.5 | 8.4 | 21.1 | 53.8 | 0.3 | 0.3 | 0 | 0 | 0.2 | 105.3 | 2.3 | 0 | 14
Tue, 12.06. 21:00 | 30.2 | 11.3 | 18.9 | 54.7 | 0.2 | 0.2 | 0 | 0 | 0.2 | 87.7 | 2.2 | 0 | 13
Tue, 12.06. 22:00 | 22.3 | 12.1 | 10.2 | 47.8 | 0.2 | 0.2 | 0 | 0 | 0.2 | 75.8 | 1.2 | 0 | 12
Tue, 12.06. 23:00 | 22.3 | 16.3 | 6 | 48.3 | 0.1 | 0.1 | 0 | 0 | 0.2 | 63.7 | 0.7 | 0 | 11
Wed, 13.06. 00:00 | 30.3 | 25.9 | 4.4 | 56.6 | 0 | 0 | 0 | 0 | 0.2 | 37.8 | 0.5 | 0 | 10
Wed, 13.06. 01:00 | 37.8 | 35.6 | 2.2 | 63 | 0 | 0 | 0 | 0 | 0.2 | 18.5 | 0.5 | 0 | 9
Wed, 13.06. 02:00 | 45.9 | 45.3 | 0.6 | 70.2 | 0 | 0 | 0 | 0 | 0.2 | 10.1 | 0.6 | 0 | 8
Wed, 13.06. 03:00 | 37.5 | 36.9 | 0.6 | 62.9 | 0 | 0 | 0 | 0 | 0.2 | 9.1 | 0.3 | 0 | 9
Wed, 13.06. 04:00 | 26.2 | 23.9 | 2.3 | 52.6 | 0 | 0 | 0 | 0 | 0.2 | 11.3 | 0.3 | 0 | 11
Wed, 13.06. 05:00 | 36.6 | 29.8 | 6.8 | 62.3 | 0 | 0 | 0 | 0 | 0.2 | 22.4 | 0.8 | 0 | 12
Wed, 13.06. 06:00 | 54.2 | 35.4 | 18.8 | 78.5 | 0 | 0 | 0 | 0 | 0.2 | 40.9 | 2.2 | 0 | 13
Wed, 13.06. 07:00 | 58.3 | 35.8 | 22.5 | 82.2 | 0 | 0 | 0 | 0 | 0.8 | 54.3 | 2.4 | 0 | 14
Wed, 13.06. 08:00 | 55.1 | 32.6 | 22.5 | 79.4 | 0 | 0 | 0 | 0 | 1.5 | 53.3 | 2 | 0 | 14
Wed, 13.06. 09:00 | 58.1 | 36 | 22.1 | 83 | 0 | 0 | 0 | 0 | 1.7 | 44.4 | 1.6 | 0 | 12
Wed, 13.06. 10:00 | 54.5 | 32.3 | 22.2 | 79.8 | 0 | 0 | 0 | 0 | 1.6 | 35.6 | 1.4 | 0 | 12
Wed, 13.06. 11:00 | 59 | 33.3 | 25.7 | 84.3 | 0 | 0 | 0 | 0 | 1.7 | 41.4 | 1.4 | 0 | 12
Wed, 13.06. 12:00 | 59.1 | 34.6 | 24.5 | 84.6 | 0 | 0 | 0 | 0 | 1.4 | 43.2 | 1.2 | 0 | 11
Wed, 13.06. 13:00 | 57.5 | 34.3 | 23.2 | 83.1 | 0 | 0 | 0 | 0 | 1.3 | 51.9 | 1.2 | 0 | 11
Wed, 13.06. 14:00 | 53.1 | 33 | 20.1 | 78.7 | 0 | 0 | 0 | 0 | 1.2 | 59.3 | 1.1 | 0 | 11
Wed, 13.06. 15:00 | 52.6 | 33.1 | 19.5 | 78.2 | 0 | 0 | 0 | 0 | 1.1 | 75.3 | 1 | 0 | 11
Wed, 13.06. 16:00 | 56.4 | 35.7 | 20.7 | 81.8 | 0 | 0 | 0 | 0 | 1 | 114.6 | 1.3 | 0 | 11
Wed, 13.06. 17:00 | 55.1 | 33.9 | 21.2 | 80.2 | 0 | 0 | 0 | 0 | 0.6 | 134.1 | 1.6 | 0 | 11
Wed, 13.06. 18:00 | 58 | 36.3 | 21.7 | 82.8 | 0 | 0 | 0 | 0 | 0.4 | 147.5 | 1.9 | 0 | 11
Wed, 13.06. 19:00 | 53.8 | 33.3 | 20.5 | 78.3 | 0 | 0 | 0 | 0 | 0.3 | 124.4 | 2.1 | 0 | 11
Wed, 13.06. 20:00 | 53.3 | 33 | 20.3 | 77.8 | 0 | 0 | 0 | 0 | 0.2 | 101.1 | 2.2 | 0 | 11
Wed, 13.06. 21:00 | 57.3 | 36.1 | 21.2 | 81.5 | 0 | 0 | 0 | 0 | 0.2 | 98.7 | 2.5 | 0 | 11
Wed, 13.06. 22:00 | 37.8 | 27.2 | 10.6 | 63.5 | 0 | 0 | 0 | 0 | 0.2 | 78.1 | 1.3 | 0 | 10
Wed, 13.06. 23:00 | 32.1 | 25.7 | 6.4 | 58.3 | 0 | 0 | 0 | 0 | 0.2 | 67.7 | 0.8 | 0 | 10
Thu, 14.06. 00:00 | 30.6 | 26.1 | 4.5 | 57 | 0 | 0 | 0 | 0 | 0.2 | 39.3 | 0.6 | 0 | 10
Thu, 14.06. 01:00 | 36.7 | 34.5 | 2.2 | 62.1 | 0 | 0 | 0 | 0 | 0.2 | 18.3 | 0.5 | 0 | 9
Thu, 14.06. 02:00 | 37.1 | 36.4 | 0.7 | 62.7 | 0 | 0 | 0 | 0 | 0.2 | 10.8 | 0.3 | 0 | 9
Thu, 14.06. 03:00 | 39.1 | 38.4 | 0.7 | 64.6 | 0 | 0 | 0 | 0 | 0.2 | 9.7 | 0.3 | 0 | 9
Thu, 14.06. 04:00 | 42.5 | 40.1 | 2.4 | 67.8 | 0 | 0 | 0 | 0 | 0.2 | 12.1 | 0.5 | 0 | 9
Thu, 14.06. 05:00 | 43.3 | 36.4 | 6.9 | 69.2 | 0 | 0 | 0 | 0 | 0.2 | 22.6 | 0.8 | 0 | 10
Thu, 14.06. 06:00 | 63.1 | 42.3 | 20.8 | 87.2 | 0 | 0 | 0 | 0 | 0.3 | 45.2 | 2.4 | 0 | 11
Thu, 14.06. 07:00 | 61.8 | 38.4 | 23.4 | 85.8 | 0 | 0 | 0 | 0 | 0.8 | 56.4 | 2.5 | 0 | 12
Thu, 14.06. 08:00 | 60 | 36.2 | 23.8 | 84.4 | 0 | 0 | 0 | 0 | 1.6 | 56.4 | 2.2 | 0 | 12
Thu, 14.06. 09:00 | 55.8 | 32.6 | 23.2 | 80.7 | 0 | 0 | 0 | 0 | 1.8 | 46.6 | 1.7 | 0 | 12
Thu, 14.06. 10:00 | 48.9 | 25.8 | 23.1 | 74 | 0 | 0 | 0 | 0 | 1.7 | 37.1 | 1.5 | 0 | 13
Thu, 14.06. 11:00 | 48.1 | 23.8 | 24.3 | 73.4 | 0 | 0 | 0 | 0 | 1.6 | 39 | 1.3 | 0 | 13
Thu, 14.06. 12:00 | 45.6 | 18 | 27.6 | 70.7 | 0 | 0 | 0 | 0 | 1.6 | 48.8 | 1.4 | 0 | 15
Thu, 14.06. 13:00 | 44.3 | 19.9 | 24.4 | 69.7 | 0 | 0 | 0 | 0 | 1.3 | 54.7 | 1.2 | 0 | 14
Thu, 14.06. 14:00 | 37.1 | 15.7 | 21.4 | 62.5 | 0 | 0 | 0 | 0 | 1.3 | 63.1 | 1.1 | 0 | 15
Thu, 14.06. 15:00 | 34.1 | 14.7 | 19.4 | 59.7 | 0 | 0 | 0 | 0 | 1.1 | 75.3 | 1 | 0 | 15
Thu, 14.06. 16:00 | 33.7 | 14.5 | 19.2 | 59.1 | 0 | 0 | 0 | 0 | 1 | 107 | 1.2 | 0 | 15
Thu, 14.06. 17:00 | 40.1 | 18.5 | 21.6 | 65.1 | 0 | 0 | 0 | 0 | 0.6 | 136.8 | 1.6 | 0 | 14
Thu, 14.06. 18:00 | 41.7 | 19.8 | 21.9 | 66.4 | 0 | 0 | 0 | 0 | 0.4 | 148.9 | 1.9 | 0 | 14
Thu, 14.06. 19:00 | 40.4 | 19.1 | 21.3 | 64.6 | 0 | 0 | 0 | 0 | 0.3 | 129.6 | 2.2 | 0 | 14
Thu, 14.06. 20:00 | 48.6 | 26.8 | 21.8 | 72.7 | 0 | 0 | 0 | 0 | 0.2 | 108.5 | 2.4 | 0 | 12
Thu, 14.06. 21:00 | 47.3 | 28.7 | 18.6 | 71.8 | 0 | 0 | 0 | 0 | 0.2 | 86.8 | 2.2 | 0 | 11
Thu, 14.06. 22:00 | 36.9 | 26.3 | 10.6 | 62.5 | 0 | 0 | 0 | 0 | 0.2 | 78.8 | 1.3 | 0 | 10
Thu, 14.06. 23:00 | 41.1 | 35 | 6.1 | 66.2 | 0 | 0 | 0 | 0 | 0.2 | 65.7 | 1 | 0 | 9
Fri, 15.06. 00:00 | 39.1 | 35 | 4.1 | 64.3 | 0 | 0 | 0 | 0 | 0.2 | 36.4 | 0.7 | 0 | 9
Fri, 15.06. 01:00 | 26 | 23.8 | 2.2 | 52.6 | 0 | 0 | 0 | 0 | 0.2 | 18.5 | 0.3 | 0 | 10
Fri, 15.06. 02:00 | 21 | 20.3 | 0.7 | 48 | 0 | 0 | 0 | 0 | 0.2 | 11.1 | 0.1 | 0 | 11
Fri, 15.06. 03:00 | 26.6 | 25.9 | 0.7 | 53.5 | 0 | 0 | 0 | 0 | 0.2 | 9.5 | 0.1 | 0 | 10
Fri, 15.06. 04:00 | 25.3 | 23 | 2.3 | 52 | 0 | 0 | 0 | 0 | 0.2 | 11.8 | 0.3 | 0 | 11
Fri, 15.06. 05:00 | 35.5 | 29.1 | 6.4 | 61.7 | 0 | 0 | 0 | 0 | 0.2 | 21.3 | 0.7 | 0 | 11
Fri, 15.06. 06:00 | 49.5 | 30.1 | 19.4 | 74 | 0 | 0 | 0 | 0 | 0.2 | 42.2 | 2.2 | 0 | 13
Fri, 15.06. 07:00 | 48 | 26.8 | 21.2 | 72.5 | 0 | 0 | 0 | 0 | 0.8 | 51.1 | 2.2 | 0 | 14
Fri, 15.06. 08:00 | 48.3 | 25.9 | 22.4 | 73.1 | 0 | 0 | 0 | 0 | 1.5 | 53.3 | 2 | 0 | 14
Fri, 15.06. 09:00 | 50.4 | 27.6 | 22.8 | 75.4 | 0 | 0 | 0 | 0 | 1.8 | 45.7 | 1.7 | 0 | 13
Fri, 15.06. 10:00 | 45 | 21.6 | 23.4 | 70.3 | 0 | 0 | 0 | 0 | 1.7 | 37.4 | 1.4 | 0 | 14
Fri, 15.06. 11:00 | 48.4 | 21.7 | 26.7 | 73.8 | 0 | 0 | 0 | 0 | 1.7 | 43.1 | 1.4 | 0 | 14
Fri, 15.06. 12:00 | 44.3 | 17 | 27.3 | 69.6 | 0.5 | 0.5 | 0 | 0 | 1.6 | 48.3 | 1.4 | 0 | 17
Fri, 15.06. 13:00 | 54.2 | 30.5 | 23.7 | 79.9 | 0 | 0 | 0 | 0 | 1.3 | 53 | 1.2 | 0 | 11
Fri, 15.06. 14:00 | 47.8 | 26.1 | 21.7 | 73.4 | 0 | 0 | 0 | 0 | 1.3 | 64.4 | 1.1 | 0 | 12
Fri, 15.06. 15:00 | 48.1 | 26.6 | 21.5 | 73.8 | 0.1 | 0.1 | 0 | 0 | 1.2 | 83.3 | 1.1 | 0 | 12
Fri, 15.06. 16:00 | 46.4 | 25.8 | 20.6 | 72 | 0.1 | 0.1 | 0 | 0 | 1 | 114.6 | 1.2 | 0 | 12
Fri, 15.06. 17:00 | 47.6 | 25.5 | 22.1 | 72.9 | 0 | 0 | 0 | 0 | 0.6 | 139.4 | 1.6 | 0 | 12
Fri, 15.06. 18:00 | 44.9 | 24.6 | 20.3 | 70 | 0 | 0 | 0 | 0 | 0.4 | 137.7 | 1.7 | 0 | 12
Fri, 15.06. 19:00 | 46.5 | 25.2 | 21.3 | 71.2 | 0 | 0 | 0 | 0 | 0.3 | 129.6 | 2.2 | 0 | 12
Fri, 15.06. 20:00 | 45.6 | 24.8 | 20.8 | 70.2 | 0 | 0 | 0 | 0 | 0.2 | 104.2 | 2.3 | 0 | 12
Fri, 15.06. 21:00 | 50.9 | 30.6 | 20.3 | 75.5 | 0 | 0 | 0 | 0 | 0.2 | 95.1 | 2.3 | 0 | 11
Fri, 15.06. 22:00 | 36 | 25.7 | 10.3 | 61.8 | 0 | 0 | 0 | 0 | 0.2 | 77.3 | 1.2 | 0 | 10
Fri, 15.06. 23:00 | 42.3 | 35.9 | 6.4 | 67.3 | 0 | 0 | 0 | 0 | 0.2 | 67.7 | 1 | 0 | 9
Sat, 16.06. 00:00 | 42.6 | 37.6 | 5 | 67.6 | 0 | 0 | 0 | 0 | 0.2 | 58.4 | 0.9 | 0 | 9
Sat, 16.06. 01:00 | 46.6 | 44 | 2.6 | 71 | 0 | 0 | 0 | 0 | 0.2 | 29.7 | 0.8 | 0 | 8
Sat, 16.06. 02:00 | 47.6 | 46.1 | 1.5 | 71.9 | 0 | 0 | 0 | 0 | 0.2 | 20 | 0.7 | 0 | 8
Sat, 16.06. 03:00 | 47.6 | 47 | 0.6 | 72 | 0 | 0 | 0 | 0 | 0.2 | 11.9 | 0.6 | 0 | 8
Sat, 16.06. 04:00 | 40.6 | 39.3 | 1.3 | 66.2 | 0 | 0 | 0 | 0 | 0.2 | 11.1 | 0.4 | 0 | 9
Sat, 16.06. 05:00 | 31.4 | 29.9 | 1.5 | 57.8 | 0 | 0 | 0 | 0 | 0.2 | 12.1 | 0.2 | 0 | 11
Sat, 16.06. 06:00 | 38 | 35.7 | 2.3 | 64 | 0 | 0 | 0 | 0 | 0.2 | 13.1 | 0.4 | 0 | 12
Sat, 16.06. 07:00 | 37 | 31.8 | 5.2 | 62.8 | 0 | 0 | 0 | 0 | 0.3 | 14.2 | 0.6 | 0 | 13
Sat, 16.06. 08:00 | 39.5 | 27.5 | 12 | 64.7 | 0 | 0 | 0 | 0 | 0.4 | 19 | 1.3 | 0 | 13
Sat, 16.06. 09:00 | 46.6 | 23.1 | 23.5 | 70.4 | 0 | 0 | 0 | 0 | 0.5 | 26.5 | 2.6 | 0 | 14
Sat, 16.06. 10:00 | 43.4 | 17.3 | 26.1 | 67.2 | 0 | 0 | 0 | 0 | 0.5 | 46.9 | 2.7 | 0 | 15
Sat, 16.06. 11:00 | 43.1 | 15.7 | 27.4 | 66.8 | 0.4 | 0.4 | 0 | 0 | 0.4 | 54.1 | 2.7 | 0 | 17
Sat, 16.06. 12:00 | 42.1 | 15.2 | 26.9 | 66.1 | 0.7 | 0.7 | 0 | 0 | 0.4 | 75.3 | 2.4 | 0 | 18
Sat, 16.06. 13:00 | 40.4 | 15.2 | 25.2 | 64.7 | 0.7 | 0.7 | 0 | 0 | 0.4 | 88.6 | 2 | 0 | 18
Sat, 16.06. 14:00 | 50.2 | 26.1 | 24.1 | 75.1 | 0.1 | 0.1 | 0 | 0 | 0.4 | 89 | 1.8 | 0 | 12
Sat, 16.06. 15:00 | 46.3 | 23.4 | 22.9 | 71.2 | 0.1 | 0.1 | 0 | 0 | 0.4 | 87.6 | 1.6 | 0 | 13
Sat, 16.06. 16:00 | 39.7 | 20.2 | 19.5 | 64.9 | 0 | 0 | 0 | 0 | 0.3 | 76.9 | 1.4 | 0 | 13
Sat, 16.06. 17:00 | 40.4 | 18.8 | 21.6 | 65.1 | 0 | 0 | 0 | 0 | 0.3 | 87.5 | 1.7 | 0 | 14
Sat, 16.06. 18:00 | 40.6 | 22 | 18.6 | 65.2 | 0 | 0 | 0 | 0 | 0.2 | 85.1 | 1.8 | 0 | 13
Sat, 16.06. 19:00 | 42 | 23.5 | 18.5 | 66.4 | 0 | 0 | 0 | 0 | 0.2 | 83.6 | 2 | 0 | 13
Sat, 16.06. 20:00 | 43.7 | 27.1 | 16.6 | 68.2 | 0 | 0 | 0 | 0 | 0.2 | 72.6 | 1.9 | 0 | 12
Sat, 16.06. 21:00 | 37.2 | 25 | 12.2 | 62.2 | 0 | 0 | 0 | 0 | 0.2 | 64.4 | 1.5 | 0 | 12
Sat, 16.06. 22:00 | 30.2 | 20.5 | 9.7 | 56 | 0 | 0 | 0 | 0 | 0.2 | 62.3 | 1.2 | 0 | 11
Sat, 16.06. 23:00 | 20.3 | 13.9 | 6.4 | 46.4 | 0 | 0 | 0 | 0 | 0.2 | 59 | 0.8 | 0 | 12
Sun, 17.06. 00:00 | 20.8 | 16.6 | 4.2 | 47.2 | 0.1 | 0.1 | 0 | 0 | 0.2 | 59.8 | 0.5 | 0 | 11
Sun, 17.06. 01:00 | 27.2 | 24.4 | 2.8 | 53.8 | 0.1 | 0.1 | 0 | 0 | 0.2 | 56.8 | 0.4 | 0 | 10
Sun, 17.06. 02:00 | 34.9 | 33.4 | 1.5 | 60.4 | 0.1 | 0.1 | 0 | 0 | 0.2 | 36.6 | 0.4 | 0 | 9
Sun, 17.06. 03:00 | 44.9 | 44.3 | 0.6 | 69.4 | 0.1 | 0.1 | 0 | 0 | 0.2 | 18.1 | 0.6 | 0 | 8
Sun, 17.06. 04:00 | 49.6 | 48.1 | 1.5 | 73.9 | 0.1 | 0.1 | 0 | 0 | 0.2 | 11.9 | 0.7 | 0 | 8
Sun, 17.06. 05:00 | 27.1 | 25.6 | 1.5 | 53.6 | 0.1 | 0.1 | 0 | 0 | 0.2 | 9.2 | 0.3 | 0 | 11
Sun, 17.06. 06:00 | 31.5 | 29.1 | 2.4 | 57.6 | 0.1 | 0.1 | 0 | 0 | 0.2 | 10.4 | 0.4 | 0 | 12
Sun, 17.06. 07:00 | 25.1 | 20.5 | 4.6 | 51 | 0.1 | 0.1 | 0 | 0 | 0.2 | 10.8 | 0.6 | 0 | 14
Sun, 17.06. 08:00 | 25.9 | 14.8 | 11.1 | 51.1 | 0.1 | 0.1 | 0 | 0 | 0.2 | 10.8 | 1.3 | 0 | 15
Sun, 17.06. 09:00 | 34.5 | 13.5 | 21 | 58.5 | 0.3 | 0.3 | 0 | 0 | 0.2 | 12.8 | 2.5 | 0 | 16
Sun, 17.06. 10:00 | 32.9 | 11.7 | 21.2 | 56.9 | 0.4 | 0.4 | 0 | 0 | 0.2 | 14.1 | 2.5 | 0 | 17
Sun, 17.06. 11:00 | 35.8 | 12.1 | 23.7 | 59.5 | 0.5 | 0.5 | 0 | 0 | 0.2 | 22.1 | 2.8 | 0 | 17
Sun, 17.06. 12:00 | 31.9 | 11.1 | 20.8 | 56 | 0.5 | 0.5 | 0 | 0 | 0.2 | 30.8 | 2.4 | 0 | 17
Sun, 17.06. 13:00 | 29.3 | 11.4 | 17.9 | 53.8 | 0.5 | 0.5 | 0 | 0 | 0.2 | 43.6 | 2 | 0 | 17
Sun, 17.06. 14:00 | 25.2 | 10.4 | 14.8 | 50 | 0.7 | 0.7 | 0 | 0 | 0.2 | 56.9 | 1.7 | 0 | 18
Sun, 17.06. 15:00 | 26.1 | 11.7 | 14.4 | 50.9 | 0.7 | 0.7 | 0 | 0 | 0.2 | 59.4 | 1.6 | 0 | 18
Sun, 17.06. 16:00 | 23.5 | 10.7 | 12.8 | 48.4 | 0.7 | 0.7 | 0 | 0 | 0.2 | 61.7 | 1.5 | 0 | 18
Sun, 17.06. 17:00 | 25.5 | 11.2 | 14.3 | 50.2 | 0.7 | 0.7 | 0 | 0 | 0.2 | 69.1 | 1.7 | 0 | 18
Sun, 17.06. 18:00 | 28.4 | 12.4 | 16 | 52.9 | 0.5 | 0.5 | 0 | 0 | 0.2 | 89.2 | 1.9 | 0 | 17
Sun, 17.06. 19:00 | 30.3 | 13.2 | 17.1 | 54.7 | 0.3 | 0.3 | 0 | 0 | 0.2 | 95.8 | 2.1 | 0 | 16
Sun, 17.06. 20:00 | 33.9 | 17.4 | 16.5 | 58.3 | 0.1 | 0.1 | 0 | 0 | 0.2 | 90.2 | 2 | 0 | 14
Sun, 17.06. 21:00 | 33.9 | 21.7 | 12.2 | 59.1 | 0.1 | 0.1 | 0 | 0 | 0.2 | 67 | 1.5 | 0 | 12
Sun, 17.06. 22:00 | 28.5 | 19.2 | 9.3 | 54.4 | 0.1 | 0.1 | 0 | 0 | 0.2 | 55.7 | 1.1 | 0 | 11
Sun, 17.06. 23:00 | 30 | 23.7 | 6.3 | 56.3 | 0.1 | 0.1 | 0 | 0 | 0.2 | 46.4 | 0.8 | 0 | 10
Mon, 18.06. 00:00 | 33.8 | 30.1 | 3.7 | 59.2 | 0.9 | 0.9 | 0 | 0 | 0.2 | 32 | 0.7 | 0 | 9
Mon, 18.06. 01:00 | 47.9 | 45.7 | 2.2 | 72.2 | 0.8 | 0.8 | 0 | 0 | 0.2 | 18.9 | 0.9 | 0 | 8
Mon, 18.06. 02:00 | 42.5 | 41.9 | 0.6 | 67.2 | 0.6 | 0.6 | 0 | 0 | 0.2 | 9.6 | 0.6 | 0 | 8
Mon, 18.06. 03:00 | 65 | 64.2 | 0.8 | 87.7 | 0.6 | 0.6 | 0 | 0 | 0.2 | 10.3 | 1 | 0 | 7
Mon, 18.06. 04:00 | 48.7 | 46.4 | 2.3 | 73 | 0.5 | 0.5 | 0 | 0 | 0.2 | 11.4 | 0.8 | 0 | 8
Mon, 18.06. 05:00 | 39.5 | 32.7 | 6.8 | 65.4 | 0.5 | 0.5 | 0 | 0 | 0.2 | 22.6 | 0.9 | 0 | 10
Mon, 18.06. 06:00 | 43.1 | 24.5 | 18.6 | 67.1 | 0.5 | 0.5 | 0 | 0 | 0.2 | 40.5 | 2.3 | 0 | 13
Mon, 18.06. 07:00 | 40.5 | 19.1 | 21.4 | 64.3 | 0.7 | 0.7 | 0 | 0 | 0.8 | 51.6 | 2.4 | 0 | 15
Mon, 18.06. 08:00 | 38.3 | 17 | 21.3 | 62.5 | 1.6 | 1.6 | 0 | 0 | 1.5 | 50.7 | 2.1 | 0 | 17
Mon, 18.06. 09:00 | 38.5 | 16.1 | 22.4 | 63.1 | 2.7 | 2.7 | 0 | 0 | 1.7 | 45.3 | 1.9 | 0 | 18
Mon, 18.06. 10:00 | 37 | 14.2 | 22.8 | 61.7 | 4.5 | 4.5 | 0 | 0 | 1.6 | 36.7 | 1.8 | 0 | 19
Mon, 18.06. 11:00 | 37.4 | 13.2 | 24.2 | 62.3 | 4.7 | 4.7 | 0 | 0 | 1.5 | 39 | 1.7 | 0 | 19
Mon, 18.06. 12:00 | 41 | 13.7 | 27.3 | 65.7 | 7.2 | 7.2 | 0 | 0 | 1.6 | 48.3 | 2 | 0 | 20
Mon, 18.06. 13:00 | 34.8 | 11.9 | 22.9 | 59.8 | 8 | 8 | 0 | 0 | 1.2 | 51.4 | 1.8 | 0 | 21
Mon, 18.06. 14:00 | 34.7 | 12.6 | 22.1 | 59.7 | 8.8 | 8.8 | 0 | 0 | 1.3 | 65.7 | 1.9 | 0 | 21
Mon, 18.06. 15:00 | 34.5 | 12.8 | 21.7 | 59.3 | 10.5 | 10.5 | 0 | 0 | 1.2 | 84.1 | 2.1 | 0 | 22
Mon, 18.06. 16:00 | 32.7 | 12.3 | 20.4 | 57.5 | 8.9 | 8.9 | 0 | 0 | 1 | 113.5 | 2 | 0 | 21
Mon, 18.06. 17:00 | 33.1 | 11.9 | 21.2 | 57.5 | 8.5 | 8.5 | 0 | 0 | 0.6 | 134.1 | 2.3 | 0 | 21
Mon, 18.06. 18:00 | 34.6 | 13 | 21.6 | 58.7 | 7 | 7 | 0 | 0 | 0.4 | 147.5 | 2.5 | 0 | 20
Mon, 18.06. 19:00 | 34.6 | 12.9 | 21.7 | 58.2 | 4.9 | 4.9 | 0 | 0 | 0.3 | 132.2 | 2.7 | 0 | 19
Mon, 18.06. 20:00 | 33.9 | 12.6 | 21.3 | 57.6 | 2.4 | 2.4 | 0 | 0 | 0.2 | 106.4 | 2.6 | 0 | 16
Mon, 18.06. 21:00 | 34 | 14.9 | 19.1 | 58.1 | 1.6 | 1.6 | 0 | 0 | 0.2 | 89.6 | 2.4 | 0 | 14
Mon, 18.06. 22:00 | 18.6 | 7.7 | 10.9 | 43.9 | 1.4 | 1.4 | 0 | 0 | 0.2 | 81.2 | 1.5 | 0 | 14
Mon, 18.06. 23:00 | 16.3 | 10 | 6.3 | 42.3 | 1 | 1 | 0 | 0 | 0.2 | 67.7 | 0.9 | 0 | 13
Tue, 19.06. 00:00 | 16.7 | 12.2 | 4.5 | 43.1 | 1.7 | 1.7 | 0 | 0 | 0.2 | 38.6 | 0.7 | 0 | 12
Tue, 19.06. 01:00 | 19 | 16.8 | 2.2 | 45.8 | 1.3 | 1.3 | 0 | 0 | 0.2 | 18.9 | 0.4 | 0 | 11
Tue, 19.06. 02:00 | 22.5 | 21.9 | 0.6 | 49.5 | 1 | 1 | 0 | 0 | 0.2 | 10.5 | 0.2 | 0 | 10
Tue, 19.06. 03:00 | 23.2 | 22.6 | 0.6 | 50.4 | 0.9 | 0.9 | 0 | 0 | 0.2 | 9.4 | 0.2 | 0 | 10
Tue, 19.06. 04:00 | 14.5 | 12.2 | 2.3 | 41.3 | 0.8 | 0.8 | 0 | 0 | 0.2 | 11.4 | 0.3 | 0 | 12
Tue, 19.06. 05:00 | 15.1 | 8 | 7.1 | 41.2 | 0.8 | 0.8 | 0 | 0 | 0.2 | 23.6 | 0.9 | 0 | 14
Tue, 19.06. 06:00 | 26.5 | 6.4 | 20.1 | 51.1 | 0.9 | 0.9 | 0 | 0 | 0.3 | 43.9 | 2.3 | 0 | 15
Tue, 19.06. 07:00 | 29.1 | 6.7 | 22.4 | 53.7 | 1.4 | 1.4 | 0 | 0 | 0.8 | 54.3 | 2.4 | 0 | 16
Tue, 19.06. 08:00 | 27.3 | 5.8 | 21.5 | 52.2 | 2.4 | 2.4 | 0 | 0 | 1.5 | 51.2 | 2.1 | 0 | 18
Tue, 19.06. 09:00 | 28.7 | 5.6 | 23.1 | 53.7 | 3.9 | 3.9 | 0 | 0 | 1.8 | 46.6 | 2 | 0 | 18
Tue, 19.06. 10:00 | 27.4 | 4.8 | 22.6 | 52.6 | 7.2 | 7.2 | 0 | 0 | 1.6 | 36.3 | 2 | 0 | 20
Tue, 19.06. 11:00 | 31.5 | 4.8 | 26.7 | 56.7 | 10 | 10 | 0 | 0 | 1.7 | 43.1 | 2.2 | 0 | 21
Tue, 19.06. 12:00 | 30.3 | 4.3 | 26 | 55.6 | 11.7 | 11.7 | 0 | 0 | 1.5 | 46 | 2.2 | 0 | 22
Tue, 19.06. 13:00 | 29.1 | 4.3 | 24.8 | 54.4 | 13.6 | 13.6 | 0 | 0 | 1.4 | 55.8 | 2.4 | 0 | 23
Tue, 19.06. 14:00 | 26.3 | 4.2 | 22.1 | 51.7 | 13.8 | 13.8 | 0 | 0 | 1.3 | 65.7 | 2.4 | 0 | 23
Tue, 19.06. 15:00 | 23.8 | 3.9 | 19.9 | 49.3 | 12.8 | 12.8 | 0 | 0 | 1.1 | 76.9 | 2.2 | 0 | 23
Tue, 19.06. 16:00 | 23.7 | 3.8 | 19.9 | 49.1 | 12.1 | 12.1 | 0 | 0 | 1 | 111.3 | 2.2 | 0 | 22
Tue, 19.06. 17:00 | 25.3 | 3.7 | 21.6 | 50.3 | 12 | 12 | 0 | 0 | 0.6 | 136.8 | 2.5 | 0 | 22
Tue, 19.06. 18:00 | 24.2 | 3.8 | 20.4 | 49 | 11.3 | 11.3 | 0 | 0 | 0.4 | 139.1 | 2.6 | 0 | 22
Tue, 19.06. 19:00 | 24.6 | 3.8 | 20.8 | 48.9 | 7.6 | 7.6 | 0 | 0 | 0.3 | 127 | 2.8 | 0 | 20
Tue, 19.06. 20:00 | 24.8 | 3.8 | 21 | 49.2 | 4 | 4 | 0 | 0 | 0.2 | 105.3 | 2.6 | 0 | 18
Tue, 19.06. 21:00 | 22.9 | 3.6 | 19.3 | 47.4 | 3 | 3 | 0 | 0 | 0.2 | 90.5 | 2.4 | 0 | 17
Tue, 19.06. 22:00 | 12.5 | 1.3 | 11.2 | 37.9 | 2.3 | 2.3 | 0 | 0 | 0.2 | 83.5 | 1.5 | 0 | 15
Tue, 19.06. 23:00 | 7.2 | 0.9 | 6.3 | 33.3 | 1.9 | 1.9 | 0 | 0 | 0.2 | 67.1 | 0.9 | 0 | 16
Wed, 20.06. 00:00 | 4.7 | 0.2 | 4.5 | 30.9 | 1.3 | 1.3 | 0 | 0 | 0.2 | 39.7 | 0.6 | 0 | 17
Wed, 20.06. 01:00 | 2.2 | 0.2 | 2 | 28.6 | 1 | 1 | 0 | 0 | 0.2 | 17.3 | 0.3 | 0 | 17
Wed, 20.06. 02:00 | 0.9 | 0.2 | 0.7 | 27.6 | 1 | 1 | 0 | 0 | 0.2 | 10.9 | 0.2 | 0 | 17
Wed, 20.06. 03:00 | 0.9 | 0.3 | 0.6 | 27.5 | 0.8 | 0.8 | 0 | 0 | 0.2 | 8.8 | 0.1 | 0 | 17
Wed, 20.06. 04:00 | 2.4 | 0.4 | 2 | 29 | 0.8 | 0.8 | 0 | 0 | 0.2 | 10.9 | 0.3 | 0 | 17
Wed, 20.06. 05:00 | 7.7 | 0.9 | 6.8 | 33.7 | 0.8 | 0.8 | 0 | 0 | 0.2 | 22.6 | 0.8 | 0 | 17
Wed, 20.06. 06:00 | 20.5 | 1.4 | 19.1 | 45.1 | 1 | 1 | 0 | 0 | 0.2 | 41.8 | 2.2 | 0 | 18
Wed, 20.06. 07:00 | 23.6 | 1.4 | 22.2 | 47.9 | 4.3 | 4.3 | 0 | 0 | 0.8 | 53.8 | 2.7 | 0 | 20
Wed, 20.06. 08:00 | 23.7 | 1.3 | 22.4 | 48.3 | 4.8 | 4.8 | 0 | 0 | 1.5 | 53.3 | 2.4 | 0 | 20
Wed, 20.06. 09:00 | 23.1 | 1.1 | 22 | 48.1 | 5.4 | 5.4 | 0 | 0 | 1.7 | 44.4 | 2 | 0 | 20
Wed, 20.06. 10:00 | 23.8 | 1 | 22.8 | 48.9 | 7.2 | 7.2 | 0 | 0 | 1.6 | 36.7 | 2 | 0 | 21
Wed, 20.06. 11:00 | 26.4 | 1 | 25.4 | 51.7 | 4.6 | 4.6 | 0 | 0 | 1.6 | 41 | 1.7 | 0 | 19
Wed, 20.06. 12:00 | 25.5 | 0.8 | 24.7 | 51 | 6 | 6 | 0 | 0 | 1.4 | 43.7 | 1.7 | 0 | 20
Wed, 20.06. 13:00 | 24.1 | 0.8 | 23.3 | 49.6 | 4.8 | 4.8 | 0 | 0 | 1.3 | 52.4 | 1.5 | 0 | 19
Wed, 20.06. 14:00 | 21.8 | 0.8 | 21 | 47.4 | 3.4 | 3.4 | 0 | 0 | 1.2 | 62.5 | 1.4 | 0 | 18
Wed, 20.06. 15:00 | 22.2 | 0.9 | 21.3 | 47.7 | 6.7 | 6.7 | 0 | 0 | 1.2 | 82.5 | 1.7 | 0 | 20
Wed, 20.06. 16:00 | 20.5 | 0.8 | 19.7 | 46.1 | 3.5 | 3.5 | 0 | 0 | 1 | 110.2 | 1.5 | 0 | 18
Wed, 20.06. 17:00 | 20.1 | 0.7 | 19.4 | 45.4 | 2.9 | 2.9 | 0 | 0 | 0.6 | 123.5 | 1.6 | 0 | 17
Wed, 20.06. 18:00 | 20.8 | 0.8 | 20 | 45.8 | 2.8 | 2.8 | 0 | 0 | 0.4 | 136.4 | 1.9 | 0 | 17
Wed, 20.06. 19:00 | 22.4 | 0.8 | 21.6 | 47 | 2.6 | 2.6 | 0 | 0 | 0.3 | 132.2 | 2.4 | 0 | 17
Wed, 20.06. 20:00 | 23.2 | 0.9 | 22.3 | 47.5 | 1.9 | 1.9 | 0 | 0 | 0.2 | 111.7 | 2.6 | 0 | 16
Wed, 20.06. 21:00 | 19.6 | 0.8 | 18.8 | 44.2 | 1.1 | 1.1 | 0 | 0 | 0.2 | 87.7 | 2.2 | 0 | 15
Wed, 20.06. 22:00 | 17.7 | 7.4 | 10.3 | 43.4 | 1 | 1 | 0 | 0 | 0.2 | 77.3 | 1.3 | 0 | 13
Wed, 20.06. 23:00 | 18.1 | 11.6 | 6.5 | 44.3 | 0.8 | 0.8 | 0 | 0 | 0.2 | 70.4 | 0.9 | 0 | 12
Thu, 21.06. 00:00 | 23 | 18.5 | 4.5 | 49.4 | 0.5 | 0.5 | 0 | 0 | 0.2 | 39.3 | 0.6 | 0 | 11
Thu, 21.06. 01:00 | 25 | 22.7 | 2.3 | 51.8 | 0.4 | 0.4 | 0 | 0 | 0.2 | 19 | 0.3 | 0 | 10
Thu, 21.06. 02:00 | 23.4 | 22.8 | 0.6 | 50.4 | 0.3 | 0.3 | 0 | 0 | 0.2 | 10.7 | 0.1 | 0 | 10
Thu, 21.06. 03:00 | 23.7 | 23.1 | 0.6 | 50.7 | 0.3 | 0.3 | 0 | 0 | 0.2 | 9.3 | 0.1 | 0 | 10
Thu, 21.06. 04:00 | 21.4 | 19.1 | 2.3 | 48.2 | 0.3 | 0.3 | 0 | 0 | 0.2 | 12 | 0.3 | 0 | 11
Thu, 21.06. 05:00 | 25.4 | 18.1 | 7.3 | 51.5 | 0.3 | 0.3 | 0 | 0 | 0.2 | 24 | 0.8 | 0 | 12
Thu, 21.06. 06:00 | 36.4 | 16.9 | 19.5 | 61.1 | 0.3 | 0.3 | 0 | 0 | 0.2 | 42.6 | 2.2 | 0 | 13
Thu, 21.06. 07:00 | 33.1 | 12.8 | 20.3 | 57.9 | 0.4 | 0.4 | 0 | 0 | 0.7 | 49 | 2.1 | 0 | 14
Thu, 21.06. 08:00 | 31.6 | 9.4 | 22.2 | 56.4 | 0.9 | 0.9 | 0 | 0 | 1.5 | 52.7 | 2 | 0 | 16
Thu, 21.06. 09:00 | 30.3 | 8.3 | 22 | 55.4 | 1.6 | 1.6 | 0 | 0 | 1.7 | 44.4 | 1.7 | 0 | 17
Thu, 21.06. 10:00 | 31 | 7.7 | 23.3 | 56.3 | 2 | 2 | 0 | 0 | 1.7 | 37.4 | 1.6 | 0 | 18
Thu, 21.06. 11:00 | 32.7 | 7.3 | 25.4 | 58 | 3.7 | 3.7 | 0 | 0 | 1.6 | 41 | 1.6 | 0 | 19
Thu, 21.06. 12:00 | 32.9 | 6.9 | 26 | 58.2 | 3.9 | 3.9 | 0 | 0 | 1.5 | 46 | 1.6 | 0 | 19
Thu, 21.06. 13:00 | 31.8 | 6.8 | 25 | 57.1 | 7.2 | 7.2 | 0 | 0 | 1.4 | 56.3 | 1.8 | 0 | 21
Thu, 21.06. 14:00 | 27.8 | 6.4 | 21.4 | 53.3 | 7 | 7 | 0 | 0 | 1.3 | 63.7 | 1.7 | 0 | 21
Thu, 21.06. 15:00 | 24.8 | 5.8 | 19 | 50.5 | 3.7 | 3.7 | 0 | 0 | 1.1 | 73.7 | 1.3 | 0 | 19
Thu, 21.06. 16:00 | 24.4 | 5.6 | 18.8 | 49.9 | 3.8 | 3.8 | 0 | 0 | 0.9 | 104.8 | 1.4 | 0 | 19
Thu, 21.06. 17:00 | 27.2 | 5.8 | 21.4 | 52.3 | 2.4 | 2.4 | 0 | 0 | 0.6 | 135.4 | 1.7 | 0 | 18
Thu, 21.06. 18:00 | 25.8 | 5.8 | 20 | 50.7 | 2.2 | 2.2 | 0 | 0 | 0.4 | 136.4 | 1.8 | 0 | 18
Thu, 21.06. 19:00 | 26.2 | 5.8 | 20.4 | 50.8 | 1.7 | 1.7 | 0 | 0 | 0.3 | 124.4 | 2.2 | 0 | 17
Thu, 21.06. 20:00 | 26.2 | 5.8 | 20.4 | 50.7 | 1.2 | 1.2 | 0 | 0 | 0.2 | 102.1 | 2.3 | 0 | 16
Thu, 21.06. 21:00 | 26.2 | 5.9 | 20.3 | 50.7 | 0.8 | 0.8 | 0 | 0 | 0.2 | 95.1 | 2.4 | 0 | 15
Thu, 21.06. 22:00 | 20 | 9.4 | 10.6 | 45.6 | 0.7 | 0.7 | 0 | 0 | 0.2 | 79.6 | 1.3 | 0 | 13
Thu, 21.06. 23:00 | 14.9 | 8.6 | 6.3 | 41.1 | 0.5 | 0.5 | 0 | 0 | 0.2 | 67.1 | 0.8 | 0 | 13
Fri, 22.06. 00:00 | 12 | 7.8 | 4.2 | 38.4 | 1.7 | 1.7 | 0 | 0 | 0.2 | 37.1 | 0.7 | 0 | 13
Fri, 22.06. 01:00 | 9.5 | 7.3 | 2.2 | 36.1 | 1.3 | 1.3 | 0 | 0 | 0.2 | 17.9 | 0.4 | 0 | 13
Fri, 22.06. 02:00 | 8.2 | 7.6 | 0.6 | 35 | 1 | 1 | 0 | 0 | 0.2 | 10.4 | 0.2 | 0 | 13
Fri, 22.06. 03:00 | 8.4 | 7.8 | 0.6 | 35.2 | 0.9 | 0.9 | 0 | 0 | 0.2 | 9.2 | 0.2 | 0 | 13
Fri, 22.06. 04:00 | 10.9 | 8.5 | 2.4 | 37.5 | 0.9 | 0.9 | 0 | 0 | 0.2 | 12.1 | 0.3 | 0 | 13
Fri, 22.06. 05:00 | 16.5 | 9.6 | 6.9 | 42.6 | 0.9 | 0.9 | 0 | 0 | 0.2 | 22.9 | 0.8 | 0 | 13
Fri, 22.06. 06:00 | 28.5 | 7.7 | 20.8 | 53 | 1 | 1 | 0 | 0 | 0.3 | 45.6 | 2.4 | 0 | 14
Fri, 22.06. 07:00 | 24.4 | 3.5 | 20.9 | 49 | 1.1 | 1.1 | 0 | 0 | 0.8 | 50.6 | 2.2 | 0 | 15
Fri, 22.06. 08:00 | 25.5 | 3.3 | 22.2 | 50.2 | 2.1 | 2.1 | 0 | 0 | 1.5 | 52.7 | 2.1 | 0 | 16
Fri, 22.06. 09:00 | 24.6 | 2.9 | 21.7 | 49.6 | 3.8 | 3.8 | 0 | 0 | 1.7 | 44 | 1.9 | 0 | 18
Fri, 22.06. 10:00 | 22.4 | 2.3 | 20.1 | 47.8 | 5.2 | 5.2 | 0 | 0 | 1.5 | 32.6 | 1.7 | 0 | 19
Fri, 22.06. 11:00 | 28.2 | 2.6 | 25.6 | 53.5 | 6.7 | 6.7 | 0 | 0 | 1.6 | 41.4 | 1.9 | 0 | 19
Fri, 22.06. 12:00 | 24.7 | 2.1 | 22.6 | 50.1 | 7.7 | 7.7 | 0 | 0 | 1.3 | 40 | 1.7 | 0 | 20
Fri, 22.06. 13:00 | 25.9 | 2.3 | 23.6 | 51.2 | 11.7 | 11.7 | 0 | 0 | 1.3 | 53 | 2.1 | 0 | 22
Fri, 22.06. 14:00 | 23.4 | 2.2 | 21.2 | 48.8 | 11.9 | 11.9 | 0 | 0 | 1.3 | 63.1 | 2.1 | 0 | 22
Fri, 22.06. 15:00 | 22 | 2.1 | 19.9 | 47.3 | 13 | 13 | 0 | 0 | 1.1 | 76.9 | 2.2 | 0 | 23
Fri, 22.06. 16:00 | 22.7 | 2.2 | 20.5 | 47.8 | 14.2 | 14.2 | 0 | 0 | 1 | 114.6 | 2.5 | 0 | 23
Fri, 22.06. 17:00 | 22.9 | 2 | 20.9 | 47.6 | 14.8 | 14.8 | 0 | 0 | 0.6 | 132.8 | 3 | 0 | 24
Fri, 22.06. 18:00 | 23.8 | 2.2 | 21.6 | 48.3 | 13.7 | 13.7 | 0 | 0 | 0.4 | 147.5 | 3 | 0 | 23
Fri, 22.06. 19:00 | 23.8 | 2.2 | 21.6 | 47.9 | 11.1 | 11.1 | 0 | 0 | 0.3 | 132.2 | 3.1 | 0 | 22
Fri, 22.06. 20:00 | 24.4 | 2.3 | 22.1 | 48.5 | 5.9 | 5.9 | 0 | 0 | 0.2 | 110.7 | 2.9 | 0 | 19
Fri, 22.06. 21:00 | 22 | 2.1 | 19.9 | 46.2 | 4.9 | 4.9 | 0 | 0 | 0.2 | 93.2 | 2.7 | 0 | 19
Fri, 22.06. 22:00 | 10.8 | 0.7 | 10.1 | 36.2 | 2.7 | 2.7 | 0 | 0 | 0.2 | 75 | 1.4 | 0 | 18
Fri, 22.06. 23:00 | 6.5 | 0.5 | 6 | 32.3 | 2.2 | 2.2 | 0 | 0 | 0.2 | 64.4 | 0.9 | 0 | 18
Sat, 23.06. 00:00 | 4.2 | 0 | 4.2 | 30.2 | 5.7 | 5.7 | 0 | 0 | 0.2 | 49.2 | 1 | 0 | 19
Sat, 23.06. 01:00 | 2.7 | 0 | 2.7 | 28.9 | 5.4 | 5.4 | 0 | 0 | 0.2 | 31.2 | 0.8 | 0 | 19
Sat, 23.06. 02:00 | 1.5 | 0 | 1.5 | 27.9 | 2.9 | 2.9 | 0 | 0 | 0.2 | 19 | 0.4 | 0 | 18
Sat, 23.06. 03:00 | 0.6 | 0 | 0.6 | 27.1 | 2.8 | 2.8 | 0 | 0 | 0.2 | 11.8 | 0.3 | 0 | 18
Sat, 23.06. 04:00 | 1.3 | 0 | 1.3 | 27.7 | 4.1 | 4.1 | 0 | 0 | 0.2 | 10.6 | 0.5 | 0 | 19
Sat, 23.06. 05:00 | 1.5 | 0 | 1.5 | 27.7 | 6.8 | 6.8 | 0 | 0 | 0.2 | 11.8 | 0.7 | 0 | 21
Sat, 23.06. 06:00 | 2.2 | 0 | 2.2 | 28.4 | 8.8 | 8.8 | 0 | 0 | 0.2 | 12.5 | 1 | 0 | 22
Sat, 23.06. 07:00 | 5.1 | 0 | 5.1 | 30.8 | 12.1 | 12.1 | 0 | 0 | 0.3 | 13.9 | 1.7 | 0 | 24
Sat, 23.06. 08:00 | 12.2 | 0 | 12.2 | 37.1 | 14.7 | 14.7 | 0 | 0 | 0.4 | 19.5 | 2.9 | 0 | 25
Sat, 23.06. 09:00 | 22.9 | 0 | 22.9 | 46.6 | 18.4 | 18.4 | 0 | 0 | 0.5 | 26 | 4.6 | 0 | 26
Sat, 23.06. 10:00 | 25.5 | 0 | 25.5 | 49 | 19.1 | 19.1 | 0 | 0 | 0.5 | 45.9 | 4.8 | 0 | 26
Sat, 23.06. 11:00 | 30.7 | 0 | 30.7 | 53.8 | 25.6 | 25.6 | 0 | 0 | 0.5 | 60.9 | 6.3 | 0 | 28
Sat, 23.06. 12:00 | 26.8 | 0 | 26.8 | 50.4 | 26.1 | 26.1 | 0 | 0 | 0.4 | 75.3 | 6 | 0 | 29
Sat, 23.06. 13:00 | 23.8 | 0 | 23.8 | 47.9 | 26 | 26 | 0 | 0 | 0.4 | 84.2 | 5.5 | 0 | 29
Sat, 23.06. 14:00 | 24.3 | 0 | 24.3 | 48.4 | 28.3 | 28.3 | 0 | 0 | 0.4 | 89.9 | 5.8 | 0 | 29
Sat, 23.06. 15:00 | 21.2 | 0 | 21.2 | 45.6 | 25.4 | 25.4 | 0 | 0 | 0.4 | 81 | 4.8 | 0 | 28
Sat, 23.06. 16:00 | 21.3 | 0 | 21.3 | 46 | 20.2 | 20.2 | 0 | 0 | 0.3 | 84.3 | 3.4 | 0 | 24
Sat, 23.06. 17:00 | 20.1 | 0 | 20.1 | 44.9 | 14.4 | 14.4 | 0 | 0 | 0.3 | 81.6 | 2.7 | 0 | 21
Sat, 23.06. 18:00 | 19.5 | 0 | 19.5 | 44.1 | 13.4 | 13.4 | 0 | 0 | 0.2 | 89.5 | 2.9 | 0 | 20
Sat, 23.06. 19:00 | 17.6 | 0 | 17.6 | 42.2 | 10.7 | 10.7 | 0 | 0 | 0.2 | 80.2 | 2.7 | 0 | 19
Sat, 23.06. 20:00 | 15.5 | 0 | 15.5 | 40.2 | 9.6 | 9.6 | 0 | 0 | 0.2 | 68.2 | 2.5 | 0 | 19
Sat, 23.06. 21:00 | 12.6 | 0 | 12.6 | 37.5 | 8.5 | 8.5 | 0 | 0 | 0.2 | 66.4 | 2.1 | 0 | 19
Sat, 23.06. 22:00 | 10.4 | 0 | 10.4 | 35.5 | 7.9 | 7.9 | 0 | 0 | 0.2 | 67.3 | 1.9 | 0 | 19
Sat, 23.06. 23:00 | 6.6 | 0 | 6.6 | 32.3 | 4.7 | 4.7 | 0 | 0 | 0.2 | 61.3 | 1.2 | 0 | 18
Sun, 24.06. 00:00 | 5.4 | 0.7 | 4.7 | 31.2 | 1.4 | 1.4 | 0 | 0 | 0.2 | 66.3 | 0.7 | 0 | 16
Sun, 24.06. 01:00 | 10.8 | 8.1 | 2.7 | 37.2 | 0.9 | 0.9 | 0 | 0 | 0.2 | 56.3 | 0.4 | 0 | 13
Sun, 24.06. 02:00 | 12.8 | 11.3 | 1.5 | 39.4 | 0.7 | 0.7 | 0 | 0 | 0.2 | 37.4 | 0.2 | 0 | 12
Sun, 24.06. 03:00 | 17.4 | 16.8 | 0.6 | 44.1 | 0.6 | 0.6 | 0 | 0 | 0.2 | 18.9 | 0.1 | 0 | 11
Sun, 24.06. 04:00 | 13.3 | 11.8 | 1.5 | 39.9 | 0.6 | 0.6 | 0 | 0 | 0.2 | 11.5 | 0.2 | 0 | 12
Sun, 24.06. 05:00 | 11.1 | 9.6 | 1.5 | 37.7 | 0.5 | 0.5 | 0 | 0 | 0.2 | 9 | 0.2 | 0 | 13
Sun, 24.06. 06:00 | 11 | 8.8 | 2.2 | 37.5 | 0.6 | 0.6 | 0 | 0 | 0.2 | 10.3 | 0.3 | 0 | 14
Sun, 24.06. 07:00 | 9.5 | 4.8 | 4.7 | 35.6 | 0.9 | 0.9 | 0 | 0 | 0.2 | 10.9 | 0.6 | 0 | 16
Sun, 24.06. 08:00 | 15.2 | 4.1 | 11.1 | 40.4 | 1.3 | 1.3 | 0 | 0 | 0.2 | 10.8 | 1.4 | 0 | 17
Sun, 24.06. 09:00 | 25.9 | 4 | 21.9 | 49.9 | 2.1 | 2.1 | 0 | 0 | 0.2 | 13.4 | 2.7 | 0 | 18
Sun, 24.06. 10:00 | 25.5 | 3.4 | 22.1 | 49.4 | 3.8 | 3.8 | 0 | 0 | 0.2 | 14.7 | 2.8 | 0 | 19
Sun, 24.06. 11:00 | 26.9 | 3.4 | 23.5 | 50.5 | 5.8 | 5.8 | 0 | 0 | 0.2 | 22.1 | 3.2 | 0 | 20
Sun, 24.06. 12:00 | 24.3 | 3.1 | 21.2 | 48.3 | 7.7 | 7.7 | 0 | 0 | 0.2 | 31.4 | 3 | 0 | 21
Sun, 24.06. 13:00 | 21.2 | 3.2 | 18 | 45.4 | 9.7 | 9.7 | 0 | 0 | 0.2 | 44 | 2.8 | 0 | 22
Sun, 24.06. 14:00 | 17.9 | 2.9 | 15 | 42.5 | 9.2 | 9.2 | 0 | 0 | 0.2 | 58.1 | 2.4 | 0 | 22
Sun, 24.06. 15:00 | 16.6 | 3 | 13.6 | 41.4 | 9.5 | 9.5 | 0 | 0 | 0.2 | 56.6 | 2.2 | 0 | 22
Sun, 24.06. 16:00 | 14.9 | 2.7 | 12.2 | 39.8 | 8.8 | 8.8 | 0 | 0 | 0.2 | 59.2 | 2 | 0 | 22
Sun, 24.06. 17:00 | 16.9 | 2.9 | 14 | 41.7 | 7.8 | 7.8 | 0 | 0 | 0.2 | 67.8 | 2.2 | 0 | 21
Sun, 24.06. 18:00 | 16.7 | 2.8 | 13.9 | 41.5 | 4.3 | 4.3 | 0 | 0 | 0.2 | 77.4 | 1.9 | 0 | 19
Sun, 24.06. 19:00 | 19.3 | 3.3 | 16 | 43.9 | 3.1 | 3.1 | 0 | 0 | 0.2 | 90.5 | 2.1 | 0 | 18
Sun, 24.06. 20:00 | 18 | 3.3 | 14.7 | 42.8 | 2.4 | 2.4 | 0 | 0 | 0.2 | 81.1 | 1.9 | 0 | 16
Sun, 24.06. 21:00 | 15.4 | 3.1 | 12.3 | 40.5 | 1.8 | 1.8 | 0 | 0 | 0.2 | 67.7 | 1.6 | 0 | 15
Sun, 24.06. 22:00 | 13.3 | 4.3 | 9 | 38.8 | 1.4 | 1.4 | 0 | 0 | 0.2 | 53.4 | 1.2 | 0 | 14
Sun, 24.06. 23:00 | 14.7 | 8.2 | 6.5 | 40.6 | 1.2 | 1.2 | 0 | 0 | 0.2 | 48.2 | 0.9 | 0 | 13
Mon, 25.06. 00:00 | 15.7 | 11.6 | 4.1 | 42 | 2.2 | 2.2 | 0 | 0 | 0.2 | 36.8 | 0.7 | 0 | 12
Mon, 25.06. 01:00 | 18.6 | 16.4 | 2.2 | 45.1 | 1.7 | 1.7 | 0 | 0 | 0.2 | 18.5 | 0.4 | 0 | 11
Mon, 25.06. 02:00 | 16.9 | 16.3 | 0.6 | 43.5 | 1.3 | 1.3 | 0 | 0 | 0.2 | 10.3 | 0.2 | 0 | 11
Mon, 25.06. 03:00 | 17.8 | 17.2 | 0.6 | 44.4 | 1.2 | 1.2 | 0 | 0 | 0.2 | 9.3 | 0.2 | 0 | 11
Mon, 25.06. 04:00 | 15.8 | 13.4 | 2.4 | 42.3 | 1.2 | 1.2 | 0 | 0 | 0.2 | 12.7 | 0.4 | 0 | 12
Mon, 25.06. 05:00 | 17.2 | 10.6 | 6.6 | 43.2 | 1 | 1 | 0 | 0 | 0.2 | 22 | 0.8 | 0 | 13
Mon, 25.06. 06:00 | 27.5 | 6.3 | 21.2 | 51.7 | 1.2 | 1.2 | 0 | 0 | 0.3 | 46.4 | 2.5 | 0 | 15
Mon, 25.06. 07:00 | 27.7 | 5.9 | 21.8 | 52 | 1.9 | 1.9 | 0 | 0 | 0.8 | 52.7 | 2.4 | 0 | 17
Mon, 25.06. 08:00 | 29.2 | 5.7 | 23.5 | 53.5 | 3.2 | 3.2 | 0 | 0 | 1.6 | 55.9 | 2.3 | 0 | 18
Mon, 25.06. 09:00 | 26.2 | 4.8 | 21.4 | 50.9 | 7.4 | 7.4 | 0 | 0 | 1.6 | 43.5 | 2.2 | 0 | 20
Mon, 25.06. 10:00 | 27.8 | 4.5 | 23.3 | 52.6 | 10 | 10 | 0 | 0 | 1.7 | 37.4 | 2.2 | 0 | 21
Mon, 25.06. 11:00 | 29.5 | 4.2 | 25.3 | 54.4 | 12.3 | 12.3 | 0 | 0 | 1.6 | 41 | 2.3 | 0 | 22
Mon, 25.06. 12:00 | 29.2 | 3.9 | 25.3 | 54.1 | 14.3 | 14.3 | 0 | 0 | 1.4 | 45.1 | 2.5 | 0 | 23
Mon, 25.06. 13:00 | 28.4 | 3.9 | 24.5 | 53.3 | 16.5 | 16.5 | 0 | 0 | 1.3 | 55.2 | 2.8 | 0 | 24
Mon, 25.06. 14:00 | 23.6 | 3.5 | 20.1 | 48.7 | 15.5 | 15.5 | 0 | 0 | 1.2 | 59.9 | 2.6 | 0 | 24
Mon, 25.06. 15:00 | 24.3 | 3.7 | 20.6 | 49.3 | 16.5 | 16.5 | 0 | 0 | 1.2 | 80.1 | 2.7 | 0 | 24
Mon, 25.06. 16:00 | 22 | 3.3 | 18.7 | 47 | 15.7 | 15.7 | 0 | 0 | 0.9 | 104.8 | 2.7 | 0 | 24
Mon, 25.06. 17:00 | 23.2 | 3.1 | 20.1 | 47.9 | 14.1 | 14.1 | 0 | 0 | 0.6 | 127.4 | 2.7 | 0 | 23
Mon, 25.06. 18:00 | 22.2 | 3.2 | 19 | 46.8 | 11.8 | 11.8 | 0 | 0 | 0.3 | 129.4 | 2.5 | 0 | 22
Mon, 25.06. 19:00 | 25.2 | 3.6 | 21.6 | 49.2 | 10.7 | 10.7 | 0 | 0 | 0.3 | 132.2 | 3.1 | 0 | 21
Mon, 25.06. 20:00 | 26.4 | 3.8 | 22.6 | 50.2 | 7.1 | 7.1 | 0 | 0 | 0.2 | 113.8 | 3 | 0 | 19
Mon, 25.06. 21:00 | 21.5 | 3.2 | 18.3 | 45.7 | 3.9 | 3.9 | 0 | 0 | 0.2 | 85.9 | 2.4 | 0 | 18
Mon, 25.06. 22:00 | 11.5 | 1.2 | 10.3 | 36.7 | 3.3 | 3.3 | 0 | 0 | 0.2 | 78.1 | 1.5 | 0 | 17
Mon, 25.06. 23:00 | 7.7 | 0.9 | 6.8 | 33.3 | 2.6 | 2.6 | 0 | 0 | 0.2 | 73 | 1 | 0 | 16
Tue, 26.06. 00:00 | 4.4 | 0 | 4.4 | 30.3 | 2.5 | 2.5 | 0 | 0 | 0.2 | 37.8 | 0.7 | 0 | 16
Tue, 26.06. 01:00 | 2.2 | 0 | 2.2 | 28.5 | 1.7 | 1.7 | 0 | 0 | 0.2 | 18.3 | 0.4 | 0 | 15
Tue, 26.06. 02:00 | 4.1 | 3.5 | 0.6 | 30.5 | 1.3 | 1.3 | 0 | 0 | 0.2 | 10.1 | 0.2 | 0 | 14
Tue, 26.06. 03:00 | 4.3 | 3.7 | 0.6 | 30.7 | 1.2 | 1.2 | 0 | 0 | 0.2 | 9.2 | 0.2 | 0 | 14
Tue, 26.06. 04:00 | 2.5 | 0.2 | 2.3 | 28.7 | 1.1 | 1.1 | 0 | 0 | 0.2 | 11.9 | 0.4 | 0 | 15
Tue, 26.06. 05:00 | 7.5 | 0.4 | 7.1 | 33.1 | 1.3 | 1.3 | 0 | 0 | 0.2 | 23.6 | 0.9 | 0 | 16
Tue, 26.06. 06:00 | 19.9 | 0.6 | 19.3 | 44 | 1.8 | 1.8 | 0 | 0 | 0.2 | 42.2 | 2.3 | 0 | 18
Tue, 26.06. 07:00 | 20.5 | 0.5 | 20 | 44.8 | 1.7 | 1.7 | 0 | 0 | 0.7 | 48.5 | 2.2 | 0 | 17
Tue, 26.06. 08:00 | 24.3 | 0.5 | 23.8 | 48.6 | 3.3 | 3.3 | 0 | 0 | 1.6 | 56.9 | 2.4 | 0 | 18
Tue, 26.06. 09:00 | 21.6 | 0.4 | 21.2 | 46.4 | 7.4 | 7.4 | 0 | 0 | 1.6 | 43.1 | 2.1 | 0 | 20
Tue, 26.06. 10:00 | 24 | 0.4 | 23.6 | 48.7 | 13.3 | 13.3 | 0 | 0 | 1.7 | 38.2 | 2.6 | 0 | 23
Tue, 26.06. 11:00 | 25.1 | 0.4 | 24.7 | 49.8 | 13.6 | 13.6 | 0 | 0 | 1.6 | 40.2 | 2.5 | 0 | 23
Tue, 26.06. 12:00 | 24.1 | 0.3 | 23.8 | 49 | 13.5 | 13.5 | 0 | 0 | 1.4 | 42.3 | 2.4 | 0 | 23
Tue, 26.06. 13:00 | 23.6 | 0.3 | 23.3 | 48.5 | 14.4 | 14.4 | 0 | 0 | 1.3 | 52.4 | 2.4 | 0 | 23
Tue, 26.06. 14:00 | 19.7 | 0.3 | 19.4 | 44.8 | 13.7 | 13.7 | 0 | 0 | 1.1 | 58 | 2.2 | 0 | 23
Tue, 26.06. 15:00 | 20.5 | 0.3 | 20.2 | 45.4 | 16.2 | 16.2 | 0 | 0 | 1.1 | 78.5 | 2.6 | 0 | 24
Tue, 26.06. 16:00 | 18.2 | 0.3 | 17.9 | 43.1 | 15.2 | 15.2 | 0 | 0 | 0.9 | 100.4 | 2.5 | 0 | 24
Tue, 26.06. 17:00 | 20.7 | 0.3 | 20.4 | 45.3 | 14.4 | 14.4 | 0 | 0 | 0.6 | 130.1 | 2.8 | 0 | 23
Tue, 26.06. 18:00 | 21.8 | 0.3 | 21.5 | 46.2 | 13.5 | 13.5 | 0 | 0 | 0.4 | 147.5 | 2.9 | 0 | 22
Tue, 26.06. 19:00 | 21.5 | 0.3 | 21.2 | 45.5 | 10.6 | 10.6 | 0 | 0 | 0.3 | 129.6 | 3.1 | 0 | 21
Tue, 26.06. 20:00 | 21.9 | 0.3 | 21.6 | 45.9 | 5.3 | 5.3 | 0 | 0 | 0.2 | 108.5 | 2.8 | 0 | 18
Tue, 26.06. 21:00 | 19.6 | 0.3 | 19.3 | 43.7 | 4.1 | 4.1 | 0 | 0 | 0.2 | 90.5 | 2.5 | 0 | 18
Tue, 26.06. 22:00 | 11.1 | 0.1 | 11 | 36.2 | 3.2 | 3.2 | 0 | 0 | 0.2 | 81.9 | 1.6 | 0 | 16
Tue, 26.06. 23:00 | 6 | 0 | 6 | 31.7 | 2.3 | 2.3 | 0 | 0 | 0.2 | 64.4 | 0.9 | 0 | 16
Wed, 27.06. 00:00 | 8.3 | 4.1 | 4.2 | 34.3 | 1.6 | 1.6 | 0 | 0 | 0.2 | 37.1 | 0.6 | 0 | 14
Wed, 27.06. 01:00 | 9.8 | 7.6 | 2.2 | 36.1 | 1.3 | 1.3 | 0 | 0 | 0.2 | 18.9 | 0.4 | 0 | 13
Wed, 27.06. 02:00 | 12.4 | 11.7 | 0.7 | 38.9 | 1 | 1 | 0 | 0 | 0.2 | 10.9 | 0.2 | 0 | 12
Wed, 27.06. 03:00 | 8.4 | 7.8 | 0.6 | 34.9 | 0.9 | 0.9 | 0 | 0 | 0.2 | 9.3 | 0.2 | 0 | 13
Wed, 27.06. 04:00 | 11.2 | 8.8 | 2.4 | 37.5 | 0.9 | 0.9 | 0 | 0 | 0.2 | 12.7 | 0.3 | 0 | 13
Wed, 27.06. 05:00 | 15.8 | 9.1 | 6.7 | 41.7 | 0.8 | 0.8 | 0 | 0 | 0.2 | 22.2 | 0.8 | 0 | 13
Wed, 27.06. 06:00 | 23.5 | 3.4 | 20.1 | 47.7 | 0.9 | 0.9 | 0 | 0 | 0.3 | 43.9 | 2.3 | 0 | 15
Wed, 27.06. 07:00 | 24.6 | 3.3 | 21.3 | 48.8 | 1.3 | 1.3 | 0 | 0 | 0.8 | 51.6 | 2.3 | 0 | 16
Wed, 27.06. 08:00 | 25.4 | 3.1 | 22.3 | 49.7 | 2.5 | 2.5 | 0 | 0 | 1.5 | 53.3 | 2.2 | 0 | 18
Wed, 27.06. 09:00 | 24.6 | 2.7 | 21.9 | 49.2 | 5.2 | 5.2 | 0 | 0 | 1.7 | 44.4 | 2 | 0 | 19
Wed, 27.06. 10:00 | 25.1 | 2.4 | 22.7 | 50 | 7.2 | 7.2 | 0 | 0 | 1.6 | 36.7 | 2 | 0 | 20
Wed, 27.06. 11:00 | 26.1 | 2.2 | 23.9 | 51.1 | 9 | 9 | 0 | 0 | 1.5 | 39 | 2 | 0 | 21
Wed, 27.06. 12:00 | 30.2 | 2.4 | 27.8 | 55 | 10.9 | 10.9 | 0 | 0 | 1.6 | 49.7 | 2.3 | 0 | 21
Wed, 27.06. 13:00 | 27.4 | 2.2 | 25.2 | 52.3 | 12.2 | 12.2 | 0 | 0 | 1.4 | 56.8 | 2.2 | 0 | 22
Wed, 27.06. 14:00 | 22.7 | 2 | 20.7 | 47.6 | 12.9 | 12.9 | 0 | 0 | 1.2 | 61.8 | 2.2 | 0 | 23
Wed, 27.06. 15:00 | 23.5 | 2.1 | 21.4 | 48.4 | 13.9 | 13.9 | 0 | 0 | 1.2 | 83.3 | 2.3 | 0 | 23
Wed, 27.06. 16:00 | 21.5 | 1.9 | 19.6 | 46.4 | 13.4 | 13.4 | 0 | 0 | 1 | 110.2 | 2.4 | 0 | 23
Wed, 27.06. 17:00 | 22.9 | 1.8 | 21.1 | 47.4 | 11.7 | 11.7 | 0 | 0 | 0.6 | 134.1 | 2.5 | 0 | 22
Wed, 27.06. 18:00 | 22.5 | 1.9 | 20.6 | 46.9 | 9.8 | 9.8 | 0 | 0 | 0.4 | 140.5 | 2.5 | 0 | 21
Wed, 27.06. 19:00 | 23.4 | 2 | 21.4 | 47.3 | 7.8 | 7.8 | 0 | 0 | 0.3 | 130.9 | 2.8 | 0 | 20
Wed, 27.06. 20:00 | 23.9 | 2.1 | 21.8 | 47.7 | 4.1 | 4.1 | 0 | 0 | 0.2 | 109.6 | 2.7 | 0 | 18
Wed, 27.06. 21:00 | 20.8 | 1.9 | 18.9 | 44.9 | 2.9 | 2.9 | 0 | 0 | 0.2 | 88.6 | 2.4 | 0 | 17
Wed, 27.06. 22:00 | 10.6 | 0.6 | 10 | 35.8 | 2.2 | 2.2 | 0 | 0 | 0.2 | 75 | 1.4 | 0 | 16
Wed, 27.06. 23:00 | 6.8 | 0.5 | 6.3 | 32.3 | 2 | 2 | 0 | 0 | 0.2 | 67.7 | 0.9 | 0 | 17
Thu, 28.06. 00:00 | 4.1 | 0.1 | 4 | 29.9 | 1.4 | 1.4 | 0 | 0 | 0.2 | 34.6 | 0.6 | 0 | 16
Thu, 28.06. 01:00 | 2.2 | 0.1 | 2.1 | 28.4 | 1.2 | 1.2 | 0 | 0 | 0.2 | 17.5 | 0.4 | 0 | 16
Thu, 28.06. 02:00 | 0.8 | 0.2 | 0.6 | 27 | 0.8 | 0.8 | 0 | 0 | 0.2 | 9.8 | 0.1 | 0 | 15
Thu, 28.06. 03:00 | 0.8 | 0.2 | 0.6 | 27.1 | 0.7 | 0.7 | 0 | 0 | 0.2 | 8.9 | 0.1 | 0 | 15
Thu, 28.06. 04:00 | 5.9 | 3.7 | 2.2 | 32.1 | 0.6 | 0.6 | 0 | 0 | 0.2 | 11.2 | 0.3 | 0 | 14
Thu, 28.06. 05:00 | 14.8 | 7.9 | 6.9 | 40.5 | 0.7 | 0.7 | 0 | 0 | 0.2 | 22.9 | 0.8 | 0 | 13
Thu, 28.06. 06:00 | 26.2 | 5.1 | 21.1 | 50.4 | 0.8 | 0.8 | 0 | 0 | 0.3 | 46.4 | 2.4 | 0 | 14
Thu, 28.06. 07:00 | 21.6 | 1 | 20.6 | 45.9 | 0.9 | 0.9 | 0 | 0 | 0.7 | 50.1 | 2.2 | 0 | 15
Thu, 28.06. 08:00 | 23.8 | 1 | 22.8 | 48.1 | 2 | 2 | 0 | 0 | 1.5 | 54.3 | 2.2 | 0 | 17
Thu, 28.06. 09:00 | 23.4 | 0.9 | 22.5 | 48.2 | 2.9 | 2.9 | 0 | 0 | 1.7 | 45.7 | 1.9 | 0 | 16
Thu, 28.06. 10:00 | 23.4 | 0.8 | 22.6 | 48.2 | 6.6 | 6.6 | 0 | 0 | 1.6 | 36.3 | 1.9 | 0 | 20
Thu, 28.06. 11:00 | 25.3 | 0.8 | 24.5 | 50.2 | 7.1 | 7.1 | 0 | 0 | 1.6 | 39.8 | 1.9 | 0 | 20
Thu, 28.06. 12:00 | 25.3 | 0.7 | 24.6 | 50.2 | 8.9 | 8.9 | 0 | 0 | 1.4 | 43.7 | 1.9 | 0 | 21
Thu, 28.06. 13:00 | 25.4 | 0.7 | 24.7 | 50.4 | 9.7 | 9.7 | 0 | 0 | 1.3 | 55.8 | 2 | 0 | 21
Thu, 28.06. 14:00 | 19.9 | 0.6 | 19.3 | 44.9 | 10 | 10 | 0 | 0 | 1.1 | 57.4 | 1.8 | 0 | 22
Thu, 28.06. 15:00 | 20.9 | 0.7 | 20.2 | 45.8 | 10.8 | 10.8 | 0 | 0 | 1.1 | 78.5 | 1.9 | 0 | 22
Thu, 28.06. 16:00 | 20.4 | 0.6 | 19.8 | 45.3 | 11.2 | 11.2 | 0 | 0 | 1 | 111.3 | 2.1 | 0 | 22
Thu, 28.06. 17:00 | 21.3 | 0.6 | 20.7 | 45.9 | 9.3 | 9.3 | 0 | 0 | 0.6 | 131.4 | 2.3 | 0 | 21
Thu, 28.06. 18:00 | 20.3 | 0.6 | 19.7 | 44.7 | 8.7 | 8.7 | 0 | 0 | 0.4 | 134.9 | 2.4 | 0 | 21
Thu, 28.06. 19:00 | 22.3 | 0.7 | 21.6 | 46.2 | 5.7 | 5.7 | 0 | 0 | 0.3 | 132.2 | 2.7 | 0 | 19
Thu, 28.06. 20:00 | 22.6 | 0.7 | 21.9 | 46.4 | 5.1 | 5.1 | 0 | 0 | 0.2 | 110.7 | 2.8 | 0 | 19
Thu, 28.06. 21:00 | 19.1 | 0.6 | 18.5 | 43.2 | 2.6 | 2.6 | 0 | 0 | 0.2 | 86.8 | 2.3 | 0 | 18
Thu, 28.06. 22:00 | 10.5 | 0.3 | 10.2 | 35.5 | 2.4 | 2.4 | 0 | 0 | 0.2 | 77.3 | 1.4 | 0 | 18
Thu, 28.06. 23:00 | 6.4 | 0.2 | 6.2 | 31.9 | 1.7 | 1.7 | 0 | 0 | 0.2 | 66.4 | 0.9 | 0 | 17
Fri, 29.06. 00:00 | 4.1 | 0 | 4.1 | 29.9 | 2 | 2 | 0 | 0 | 0.2 | 35.3 | 0.7 | 0 | 17
Fri, 29.06. 01:00 | 2.3 | 0 | 2.3 | 28.3 | 1.8 | 1.8 | 0 | 0 | 0.2 | 19.6 | 0.4 | 0 | 17
Fri, 29.06. 02:00 | 0.7 | 0 | 0.7 | 26.9 | 1.5 | 1.5 | 0 | 0 | 0.2 | 11.1 | 0.2 | 0 | 17
Fri, 29.06. 03:00 | 0.6 | 0 | 0.6 | 26.8 | 1.1 | 1.1 | 0 | 0 | 0.2 | 9 | 0.2 | 0 | 16
Fri, 29.06. 04:00 | 2.3 | 0 | 2.3 | 28.3 | 1.2 | 1.2 | 0 | 0 | 0.2 | 11.8 | 0.4 | 0 | 17
Fri, 29.06. 05:00 | 7.2 | 0 | 7.2 | 32.7 | 1.3 | 1.3 | 0 | 0 | 0.2 | 23.8 | 0.9 | 0 | 17
Fri, 29.06. 06:00 | 19.2 | 0 | 19.2 | 43.3 | 1.3 | 1.3 | 0 | 0 | 0.2 | 42.2 | 2.3 | 0 | 17
Fri, 29.06. 07:00 | 21.4 | 0 | 21.4 | 45.4 | 1.8 | 1.8 | 0 | 0 | 0.8 | 52.2 | 2.4 | 0 | 18
Fri, 29.06. 08:00 | 21.2 | 0 | 21.2 | 45.5 | 2.5 | 2.5 | 0 | 0 | 1.4 | 50.7 | 2.1 | 0 | 18
Fri, 29.06. 09:00 | 22.5 | 0 | 22.5 | 47.1 | 5.5 | 5.5 | 0 | 0 | 1.7 | 45.7 | 2.1 | 0 | 19
Fri, 29.06. 10:00 | 23.4 | 0 | 23.4 | 48.2 | 6.2 | 6.2 | 0 | 0 | 1.7 | 37.8 | 1.9 | 0 | 19
Fri, 29.06. 11:00 | 25.5 | 0 | 25.5 | 50.3 | 8.3 | 8.3 | 0 | 0 | 1.6 | 41.4 | 2 | 0 | 20
Fri, 29.06. 12:00 | 24.2 | 0 | 24.2 | 49 | 9.7 | 9.7 | 0 | 0 | 1.4 | 43.2 | 2 | 0 | 21
Fri, 29.06. 13:00 | 24.4 | 0 | 24.4 | 49.3 | 12.1 | 12.1 | 0 | 0 | 1.3 | 55.2 | 2.2 | 0 | 22
Fri, 29.06. 14:00 | 22.6 | 0 | 22.6 | 47.4 | 12.8 | 12.8 | 0 | 0 | 1.3 | 67.6 | 2.2 | 0 | 22
Fri, 29.06. 15:00 | 21 | 0 | 21 | 45.8 | 13.9 | 13.9 | 0 | 0 | 1.2 | 81.7 | 2.3 | 0 | 23
Fri, 29.06. 16:00 | 19 | 0 | 19 | 43.9 | 11.8 | 11.8 | 0 | 0 | 1 | 107 | 2.1 | 0 | 22
Fri, 29.06. 17:00 | 20.8 | 0 | 20.8 | 45.4 | 11.8 | 11.8 | 0 | 0 | 0.6 | 132.8 | 2.5 | 0 | 22
Fri, 29.06. 18:00 | 20.3 | 0 | 20.3 | 44.6 | 11.4 | 11.4 | 0 | 0 | 0.4 | 139.1 | 2.6 | 0 | 22
Fri, 29.06. 19:00 | 20.5 | 0 | 20.5 | 44.4 | 9 | 9 | 0 | 0 | 0.3 | 125.7 | 2.9 | 0 | 21
Fri, 29.06. 20:00 | 21.1 | 0 | 21.1 | 44.9 | 5.5 | 5.5 | 0 | 0 | 0.2 | 106.4 | 2.8 | 0 | 19
Fri, 29.06. 21:00 | 20.6 | 0 | 20.6 | 44.4 | 3.2 | 3.2 | 0 | 0 | 0.2 | 96.9 | 2.6 | 0 | 17
Fri, 29.06. 22:00 | 10.7 | 0 | 10.7 | 35.5 | 2.8 | 2.8 | 0 | 0 | 0.2 | 80.4 | 1.5 | 0 | 18
Fri, 29.06. 23:00 | 5.9 | 0 | 5.9 | 31.5 | 1.7 | 1.7 | 0 | 0 | 0.2 | 63.1 | 0.9 | 0 | 16
Sat, 30.06. 00:00 | 4.5 | 0.2 | 4.3 | 30.3 | 1 | 1 | 0 | 0 | 0.2 | 50.9 | 0.6 | 0 | 15
Sat, 30.06. 01:00 | 2.8 | 0.2 | 2.6 | 28.8 | 0.9 | 0.9 | 0 | 0 | 0.2 | 29.7 | 0.4 | 0 | 15
Sat, 30.06. 02:00 | 5.3 | 3.8 | 1.5 | 31.5 | 0.7 | 0.7 | 0 | 0 | 0.2 | 20.2 | 0.2 | 0 | 14
Sat, 30.06. 03:00 | 7.7 | 7.1 | 0.6 | 34 | 0.6 | 0.6 | 0 | 0 | 0.2 | 11.4 | 0.1 | 0 | 13
Sat, 30.06. 04:00 | 5.3 | 4 | 1.3 | 31.5 | 0.6 | 0.6 | 0 | 0 | 0.2 | 10.9 | 0.2 | 0 | 14
Sat, 30.06. 05:00 | 5.8 | 4.3 | 1.5 | 32 | 0.5 | 0.5 | 0 | 0 | 0.2 | 12 | 0.2 | 0 | 14
Sat, 30.06. 06:00 | 3.5 | 1.3 | 2.2 | 29.6 | 0.6 | 0.6 | 0 | 0 | 0.2 | 12.2 | 0.3 | 0 | 15
Sat, 30.06. 07:00 | 6.3 | 1.3 | 5 | 32.1 | 0.7 | 0.7 | 0 | 0 | 0.3 | 13.6 | 0.5 | 0 | 15
Sat, 30.06. 08:00 | 12.9 | 1.1 | 11.8 | 38 | 1.1 | 1.1 | 0 | 0 | 0.4 | 19 | 1.3 | 0 | 16
Sat, 30.06. 09:00 | 23.9 | 1 | 22.9 | 47.6 | 2.2 | 2.2 | 0 | 0 | 0.5 | 26 | 2.6 | 0 | 18
Sat, 30.06. 10:00 | 25.2 | 0.9 | 24.3 | 48.9 | 3.8 | 3.8 | 0 | 0 | 0.4 | 44.1 | 2.8 | 0 | 19
Sat, 30.06. 11:00 | 30.9 | 0.9 | 30 | 54.1 | 6.2 | 6.2 | 0 | 0 | 0.5 | 59.8 | 3.3 | 0 | 20
Sat, 30.06. 12:00 | 29.4 | 0.9 | 28.5 | 53 | 8.1 | 8.1 | 0 | 0 | 0.5 | 80.7 | 3.1 | 0 | 21
Sat, 30.06. 13:00 | 24.4 | 0.7 | 23.7 | 48.6 | 8.9 | 8.9 | 0 | 0 | 0.4 | 84.2 | 2.6 | 0 | 22
Sat, 30.06. 14:00 | 23.9 | 0.7 | 23.2 | 48.2 | 9.3 | 9.3 | 0 | 0 | 0.4 | 86.4 | 2.5 | 0 | 22
Sat, 30.06. 15:00 | 22.2 | 0.8 | 21.4 | 46.7 | 11 | 11 | 0 | 0 | 0.4 | 82.7 | 2.4 | 0 | 23
Sat, 30.06. 16:00 | 20.5 | 0.7 | 19.8 | 45 | 8.9 | 8.9 | 0 | 0 | 0.3 | 78.6 | 2.1 | 0 | 22
Sat, 30.06. 17:00 | 20.9 | 0.7 | 20.2 | 45.3 | 9.1 | 9.1 | 0 | 0 | 0.3 | 82.4 | 2.3 | 0 | 22
Sat, 30.06. 18:00 | 19.4 | 0.8 | 18.6 | 43.8 | 3.8 | 3.8 | 0 | 0 | 0.2 | 86 | 2 | 0 | 18.5
Sat, 30.06. 19:00 | 19.2 | 0.8 | 18.4 | 43.6 | 2.9 | 2.9 | 0 | 0 | 0.2 | 83.6 | 2.1 | 0 | 17.2
Sat, 30.06. 20:00 | 16.9 | 0.8 | 16.1 | 41.4 | 2.4 | 2.4 | 0 | 0 | 0.2 | 71.1 | 2 | 0 | 16.5
Sat, 30.06. 21:00 | 14.6 | 0.9 | 13.7 | 39.2 | 2.3 | 2.3 | 0 | 0 | 0.2 | 72.4 | 1.8 | 0 | 16.8
Sat, 30.06. 22:00 | 9.5 | 0.2 | 9.3 | 34.7 | 1.8 | 1.8 | 0 | 0 | 0.2 | 61.1 | 1.3 | 0 | 17
Sat, 30.06. 23:00 | 6.7 | 0.2 | 6.5 | 32.1 | 1.5 | 1.5 | 0 | 0 | 0.2 | 60.8 | 0.9 | 0 | 17
Sun, 01.07. 00:00 | 4.9 | 0 | 4.9 | 30.4 | 10.4 | 10.4 | 0 | 0 | 0.2 | 68.3 | 1.4 | 0 | 16.8
Sun, 01.07. 01:00 | 2.7 | 0 | 2.7 | 28.6 | 7.9 | 7.9 | 0 | 0 | 0.2 | 55.7 | 1 | 0 | 16
Sun, 01.07. 02:00 | 1.5 | 0 | 1.5 | 27.4 | 6.2 | 6.2 | 0 | 0 | 0.2 | 38.5 | 0.7 | 0 | 17
Sun, 01.07. 03:00 | 0.6 | 0 | 0.6 | 26.5 | 6.8 | 6.8 | 0 | 0 | 0.2 | 17.7 | 0.6 | 0 | 19
Sun, 01.07. 04:00 | 1.5 | 0 | 1.5 | 27.2 | 10.5 | 10.5 | 0 | 0 | 0.2 | 11.2 | 1.1 | 0 | 21.8
Sun, 01.07. 05:00 | 1.6 | 0 | 1.6 | 27.1 | 16 | 16 | 0 | 0 | 0.2 | 9.9 | 1.9 | 0 | 24.8
Sun, 01.07. 06:00 | 2.2 | 0 | 2.2 | 27.8 | 14.6 | 14.6 | 0 | 0 | 0.2 | 10.1 | 1.7 | 0 | 24
Sun, 01.07. 07:00 | 4.6 | 0 | 4.6 | 29.8 | 17.5 | 17.5 | 0 | 0 | 0.2 | 10.6 | 2.5 | 0 | 26
Sun, 01.07. 08:00 | 11.2 | 0 | 11.2 | 35.4 | 23.4 | 23.4 | 0 | 0 | 0.2 | 11.1 | 4.4 | 0 | 28
Sun, 01.07. 09:00 | 22.1 | 0 | 22.1 | 45.1 | 30.9 | 30.9 | 0 | 0 | 0.2 | 13.5 | 6.9 | 0 | 29
Sun, 01.07. 10:00 | 23.5 | 0 | 23.5 | 46.2 | 36.8 | 36.8 | 0 | 0 | 0.2 | 15.8 | 8.6 | 0 | 31
Sun, 01.07. 11:00 | 24.7 | 0 | 24.7 | 47.2 | 42.4 | 42.4 | 0 | 0 | 0.2 | 23.2 | 10 | 0 | 32
Sun, 01.07. 12:00 | 21.2 | 0 | 21.2 | 44.1 | 43.6 | 43.6 | 0 | 0 | 0.2 | 31.4 | 9.8 | 0 | 32
Sun, 01.07. 13:00 | 17.6 | 0 | 17.6 | 40.9 | 47.1 | 47.1 | 0 | 0 | 0.2 | 43.2 | 10.4 | 0 | 33
Sun, 01.07. 14:00 | 14.2 | 0 | 14.2 | 37.8 | 43.2 | 43.2 | 0 | 0 | 0.2 | 54.6 | 9.3 | 0 | 33
Sun, 01.07. 15:00 | 12.9 | 0 | 12.9 | 36.6 | 46 | 46 | 0 | 0 | 0.2 | 53.3 | 10.1 | 0 | 34
Sun, 01.07. 16:00 | 12.5 | 0 | 12.5 | 36.4 | 45.2 | 45.2 | 0 | 0 | 0.2 | 61.1 | 9.5 | 0 | 33
Sun, 01.07. 17:00 | 13.6 | 0 | 13.6 | 37.3 | 44.8 | 44.8 | 0 | 0 | 0.2 | 66.4 | 9.6 | 0 | 33
Sun, 01.07. 18:00 | 15.3 | 0 | 15.3 | 38.8 | 44.4 | 44.4 | 0 | 0 | 0.2 | 85.8 | 9.3 | 0 | 32
Sun, 01.07. 19:00 | 15.3 | 0 | 15.3 | 38.9 | 38.5 | 38.5 | 0 | 0 | 0.2 | 86.9 | 7.6 | 0 | 30
Sun, 01.07. 20:00 | 14.4 | 0 | 14.4 | 38 | 34.9 | 34.9 | 0 | 0 | 0.2 | 79.4 | 6.7 | 0 | 29
Sun, 01.07. 21:00 | 12.3 | 0 | 12.3 | 36.2 | 31.9 | 31.9 | 0 | 0 | 0.2 | 67.7 | 6 | 0 | 29
Sun, 01.07. 22:00 | 9.2 | 0 | 9.2 | 33.5 | 27.2 | 27.2 | 0 | 0 | 0.2 | 55.1 | 4.7 | 0 | 28
Sun, 01.07. 23:00 | 6.5 | 0 | 6.5 | 31.1 | 24.8 | 24.8 | 0 | 0 | 0.2 | 48.2 | 3.9 | 0 | 27
Mon, 02.07. 00:00 | 4.1 | 0 | 4.1 | 29.1 | 24.1 | 24.1 | 0 | 0 | 0.2 | 36 | 3.3 | 0 | 26
Mon, 02.07. 01:00 | 2.3 | 0 | 2.3 | 27.4 | 22.7 | 22.7 | 0 | 0 | 0.2 | 19.4 | 2.9 | 0 | 26
Mon, 02.07. 02:00 | 0.7 | 0 | 0.7 | 26 | 21.2 | 21.2 | 0 | 0 | 0.2 | 11.3 | 2.5 | 0 | 26
Mon, 02.07. 03:00 | 0.7 | 0 | 0.7 | 26 | 19.7 | 19.7 | 0 | 0 | 0.2 | 9.6 | 2.4 | 0 | 26
Mon, 02.07. 04:00 | 2.3 | 0 | 2.3 | 27.5 | 18.6 | 18.6 | 0 | 0 | 0.2 | 12 | 2.4 | 0 | 26
Mon, 02.07. 05:00 | 7 | 0 | 7 | 31.6 | 20.1 | 20.1 | 0 | 0 | 0.2 | 23.3 | 3.3 | 0 | 27
Mon, 02.07. 06:00 | 19.6 | 0 | 19.6 | 42.7 | 21.8 | 21.8 | 0 | 0 | 0.2 | 43 | 5.1 | 0 | 28
Mon, 02.07. 07:00 | 22.4 | 0 | 22.4 | 45.3 | 25.3 | 25.3 | 0 | 0 | 0.8 | 54.3 | 5.9 | 0 | 29
Mon, 02.07. 08:00 | 21 | 0 | 21 | 44.2 | 30.5 | 30.5 | 0 | 0 | 1.4 | 50.1 | 6.8 | 0 | 31
Mon, 02.07. 09:00 | 23.2 | 0 | 23.2 | 46.5 | 43.4 | 43.4 | 0 | 0 | 1.8 | 47.1 | 9.1 | 0 | 32
Mon, 02.07. 10:00 | 21.8 | 0 | 21.8 | 45.3 | 45.8 | 45.8 | 0 | 0 | 1.6 | 35.2 | 10 | 0 | 34
Mon, 02.07. 11:00 | 24.7 | 0 | 24.7 | 48.2 | 53.6 | 53.6 | 0 | 0 | 1.6 | 40.2 | 11.9 | 0 | 35
Mon, 02.07. 12:00 | 26.9 | 0 | 26.9 | 50.4 | 63.3 | 63.3 | 0 | 0 | 1.5 | 47.9 | 14.5 | 0 | 36
Mon, 02.07. 13:00 | 25 | 0 | 25 | 48.5 | 65.8 | 65.8 | 0 | 0 | 1.4 | 56.3 | 15.6 | 0 | 37
Mon, 02.07. 14:00 | 21.2 | 0 | 21.2 | 44.8 | 63.6 | 63.6 | 0 | 0 | 1.2 | 63.1 | 15 | 0 | 37
Mon, 02.07. 15:00 | 20 | 0 | 20 | 43.7 | 60.8 | 60.8 | 0 | 0 | 1.1 | 77.7 | 13.7 | 0 | 36
Mon, 02.07. 16:00 | 19.8 | 0 | 19.8 | 43.4 | 63.6 | 63.6 | 0 | 0 | 1 | 111.3 | 14.4 | 0 | 36
Mon, 02.07. 17:00 | 20.8 | 0 | 20.8 | 44.2 | 59.8 | 59.8 | 0 | 0 | 0.6 | 132.8 | 13.4 | 0 | 35
Mon, 02.07. 18:00 | 21.2 | 0 | 21.2 | 44.2 | 58.5 | 58.5 | 0 | 0 | 0.4 | 144.7 | 12.8 | 0 | 34
Mon, 02.07. 19:00 | 20 | 0 | 20 | 43.1 | 43.5 | 43.5 | 0 | 0 | 0.2 | 123.1 | 8.3 | 0 | 29
Mon, 02.07. 20:00 | 20.9 | 0 | 20.9 | 43.7 | 38.5 | 38.5 | 0 | 0 | 0.2 | 105.3 | 7.1 | 0 | 27
Mon, 02.07. 21:00 | 19 | 0 | 19 | 42 | 31.3 | 31.3 | 0 | 0 | 0.2 | 89.6 | 5.8 | 0 | 26
Mon, 02.07. 22:00 | 9.7 | 0 | 9.7 | 33.8 | 23.7 | 23.7 | 0 | 0 | 0.2 | 72.7 | 3.5 | 0 | 24
Mon, 02.07. 23:00 | 6.4 | 0 | 6.4 | 30.9 | 22.1 | 22.1 | 0 | 0 | 0.2 | 68.4 | 2.9 | 0 | 24
Tue, 03.07. 00:00 | 4 | 0 | 4 | 28.8 | 15.8 | 15.8 | 0 | 0 | 0.2 | 34.6 | 1.9 | 0 | 23
Tue, 03.07. 01:00 | 2.3 | 0 | 2.3 | 27.4 | 13.8 | 13.8 | 0 | 0 | 0.2 | 19.4 | 1.4 | 0 | 22
Tue, 03.07. 02:00 | 0.6 | 0 | 0.6 | 25.9 | 10.2 | 10.2 | 0 | 0 | 0.2 | 10.5 | 0.9 | 0 | 21
Tue, 03.07. 03:00 | 0.7 | 0 | 0.7 | 26.1 | 8.4 | 8.4 | 0 | 0 | 0.2 | 9.5 | 0.8 | 0 | 20
Tue, 03.07. 04:00 | 2.3 | 0 | 2.3 | 27.4 | 7.6 | 7.6 | 0 | 0 | 0.2 | 11.6 | 0.9 | 0 | 20
Tue, 03.07. 05:00 | 6.4 | 0 | 6.4 | 31.1 | 8.6 | 8.6 | 0 | 0 | 0.2 | 21.5 | 1.4 | 0 | 21
Tue, 03.07. 06:00 | 21.3 | 0 | 21.3 | 44.2 | 13.7 | 13.7 | 0 | 0 | 0.3 | 46.9 | 3.6 | 0 | 23
Tue, 03.07. 07:00 | 23.4 | 0 | 23.4 | 46.2 | 16.3 | 16.3 | 0 | 0 | 0.8 | 56.9 | 4 | 0 | 24
Tue, 03.07. 08:00 | 22.9 | 0 | 22.9 | 46 | 22.2 | 22.2 | 0 | 0 | 1.5 | 54.8 | 4.6 | 0 | 26
Tue, 03.07. 09:00 | 24.4 | 0 | 24.4 | 47.8 | 31.7 | 31.7 | 0 | 0 | 1.9 | 49.8 | 5.7 | 0 | 27
Tue, 03.07. 10:00 | 23.1 | 0 | 23.1 | 46.6 | 34.8 | 34.8 | 0 | 0 | 1.7 | 37.4 | 6.4 | 0 | 29
Tue, 03.07. 11:00 | 25 | 0 | 25 | 48.6 | 39.1 | 39.1 | 0 | 0 | 1.6 | 40.6 | 7.2 | 0 | 30
Tue, 03.07. 12:00 | 26.1 | 0 | 26.1 | 49.6 | 44.8 | 44.8 | 0 | 0 | 1.5 | 46.5 | 8.5 | 0 | 31
Tue, 03.07. 13:00 | 23.7 | 0 | 23.7 | 47.4 | 46 | 46 | 0 | 0 | 1.3 | 53.5 | 9 | 0 | 32
Tue, 03.07. 14:00 | 20.6 | 0 | 20.6 | 44.3 | 45.7 | 45.7 | 0 | 0 | 1.2 | 61.8 | 8.9 | 0 | 32
Tue, 03.07. 15:00 | 21.4 | 0 | 21.4 | 45 | 50.6 | 50.6 | 0 | 0 | 1.2 | 83.3 | 10.2 | 0 | 33
Tue, 03.07. 16:00 | 19.8 | 0 | 19.8 | 43.4 | 47.8 | 47.8 | 0 | 0 | 1 | 111.3 | 9.3 | 0 | 32
Tue, 03.07. 17:00 | 21.9 | 0 | 21.9 | 45 | 48.5 | 48.5 | 0 | 0 | 0.6 | 139.4 | 9.8 | 0 | 32
Tue, 03.07. 18:00 | 19.7 | 0 | 19.7 | 42.9 | 41.8 | 41.8 | 0 | 0 | 0.4 | 134.9 | 8.4 | 0 | 31
Tue, 03.07. 19:00 | 21.8 | 0 | 21.8 | 44.3 | 39 | 39 | 0 | 0 | 0.3 | 133.6 | 7.8 | 0 | 29
Tue, 03.07. 20:00 | 21.8 | 0 | 21.8 | 44.4 | 34.5 | 34.5 | 0 | 0 | 0.2 | 109.6 | 7 | 0 | 28
Tue, 03.07. 21:00 | 18.3 | 0 | 18.3 | 41.2 | 24.9 | 24.9 | 0 | 0 | 0.2 | 85.9 | 5 | 0 | 26
Tue, 03.07. 22:00 | 9.9 | 0 | 9.9 | 33.8 | 23.1 | 23.1 | 0 | 0 | 0.2 | 75 | 3.9 | 0 | 26
Tue, 03.07. 23:00 | 6 | 0 | 6 | 30.3 | 19.3 | 19.3 | 0 | 0 | 0.2 | 65.1 | 2.8 | 0 | 25
Wed, 04.07. 00:00 | 4.1 | 0 | 4.1 | 28.7 | 20.7 | 20.7 | 0 | 0 | 0.2 | 36.4 | 2.5 | 0 | 24
Wed, 04.07. 01:00 | 2.2 | 0 | 2.2 | 27 | 16.8 | 16.8 | 0 | 0 | 0.2 | 18.6 | 1.8 | 0 | 23
Wed, 04.07. 02:00 | 0.6 | 0 | 0.6 | 25.6 | 13.2 | 13.2 | 0 | 0 | 0.2 | 10.5 | 1.2 | 0 | 22
Wed, 04.07. 03:00 | 0.6 | 0 | 0.6 | 25.6 | 11.5 | 11.5 | 0 | 0 | 0.2 | 8.5 | 1 | 0 | 22
Wed, 04.07. 04:00 | 2.3 | 0 | 2.3 | 27.2 | 12.2 | 12.2 | 0 | 0 | 0.2 | 12 | 1.3 | 0 | 22
Wed, 04.07. 05:00 | 6.4 | 0 | 6.4 | 30.7 | 14 | 14 | 0 | 0 | 0.2 | 21.5 | 2.1 | 0 | 24
Wed, 04.07. 06:00 | 19.4 | 0 | 19.4 | 42 | 21.3 | 21.3 | 0 | 0 | 0.2 | 42.6 | 5 | 0 | 28
Wed, 04.07. 07:00 | 22.4 | 0 | 22.4 | 44.8 | 26.5 | 26.5 | 0 | 0 | 0.8 | 54.3 | 6.3 | 0 | 30
Wed, 04.07. 08:00 | 22 | 0 | 22 | 44.8 | 31.5 | 31.5 | 0 | 0 | 1.5 | 52.7 | 7 | 0 | 31
Wed, 04.07. 09:00 | 20.9 | 0 | 20.9 | 44 | 38.3 | 38.3 | 0 | 0 | 1.6 | 42.6 | 8 | 0 | 32
Wed, 04.07. 10:00 | 23.6 | 0 | 23.6 | 46.7 | 46.9 | 46.9 | 0 | 0 | 1.7 | 38.2 | 9.9 | 0 | 33
Wed, 04.07. 11:00 | 25.5 | 0 | 25.5 | 48.6 | 53.7 | 53.7 | 0 | 0 | 1.6 | 41.4 | 12 | 0 | 35
Wed, 04.07. 12:00 | 25 | 0 | 25 | 48.1 | 57.2 | 57.2 | 0 | 0 | 1.4 | 44.6 | 13.1 | 0 | 36
Wed, 04.07. 13:00 | 23.9 | 0 | 23.9 | 47.1 | 59.8 | 59.8 | 0 | 0 | 1.3 | 54.1 | 13.6 | 0 | 36
Wed, 04.07. 14:00 | 21.4 | 0 | 21.4 | 44.6 | 60.8 | 60.8 | 0 | 0 | 1.3 | 63.7 | 13.8 | 0 | 36
Wed, 04.07. 15:00 | 20.3 | 0 | 20.3 | 43.6 | 58.7 | 58.7 | 0 | 0 | 1.1 | 79.3 | 12.7 | 0 | 35
Wed, 04.07. 16:00 | 19.6 | 0 | 19.6 | 42.8 | 59.5 | 59.5 | 0 | 0 | 1 | 110.2 | 13 | 0 | 35
Wed, 04.07. 17:00 | 20.8 | 0 | 20.8 | 43.8 | 56.5 | 56.5 | 0 | 0 | 0.6 | 132.8 | 12.2 | 0 | 34
Wed, 04.07. 18:00 | 20 | 0 | 20 | 42.6 | 53.4 | 53.4 | 0 | 0 | 0.4 | 136.4 | 11.7 | 0 | 34
Wed, 04.07. 19:00 | 23.1 | 0 | 23.1 | 45.2 | 51.4 | 51.4 | 0 | 0 | 0.3 | 141.4 | 10.6 | 0 | 31
Wed, 04.07. 20:00 | 21.1 | 0 | 21.1 | 43.4 | 40.5 | 40.5 | 0 | 0 | 0.2 | 106.4 | 8.1 | 0 | 29
Wed, 04.07. 21:00 | 20.3 | 0 | 20.3 | 42.7 | 33.9 | 33.9 | 0 | 0 | 0.2 | 95.9 | 6.6 | 0 | 27
Wed, 04.07. 22:00 | 10.2 | 0 | 10.2 | 33.7 | 27.3 | 27.3 | 0 | 0 | 0.2 | 77.3 | 4.4 | 0 | 26
Wed, 04.07. 23:00 | 6.1 | 0 | 6.1 | 30.2 | 22.3 | 22.3 | 0 | 0 | 0.2 | 66.4 | 3.1 | 0 | 25
Thu, 05.07. 00:00 | 3.8 | 0 | 3.8 | 28.2 | 11.8 | 11.8 | 0 | 0 | 0.2 | 33.5 | 1.5 | 0 | 23
Thu, 05.07. 01:00 | 2.2 | 0 | 2.2 | 26.8 | 10.3 | 10.3 | 0 | 0 | 0.2 | 18.5 | 1.1 | 0 | 22
Thu, 05.07. 02:00 | 0.6 | 0 | 0.6 | 25.5 | 7.6 | 7.6 | 0 | 0 | 0.2 | 9.9 | 0.7 | 0 | 21
Thu, 05.07. 03:00 | 0.6 | 0 | 0.6 | 25.5 | 7.8 | 7.8 | 0 | 0 | 0.2 | 9.3 | 0.7 | 0 | 21
Thu, 05.07. 04:00 | 2.3 | 0 | 2.3 | 27 | 5.7 | 5.7 | 0 | 0 | 0.2 | 11.4 | 0.7 | 0 | 20
Thu, 05.07. 05:00 | 6.9 | 0 | 6.9 | 31.1 | 5.9 | 5.9 | 0 | 0 | 0.2 | 22.9 | 1.3 | 0 | 20
Thu, 05.07. 06:00 | 18.6 | 0 | 18.6 | 41.6 | 5.8 | 5.8 | 0 | 0 | 0.2 | 40.9 | 2.6 | 0 | 20
Thu, 05.07. 07:00 | 22.1 | 0 | 22.1 | 44.9 | 6.9 | 6.9 | 0 | 0 | 0.8 | 53.8 | 2.8 | 0 | 20
Thu, 05.07. 08:00 | 21.1 | 0 | 21.1 | 44.2 | 11.2 | 11.2 | 0 | 0 | 1.4 | 50.7 | 2.8 | 0 | 22
Thu, 05.07. 09:00 | 22.9 | 0 | 22.9 | 46.1 | 18.8 | 18.8 | 0 | 0 | 1.7 | 46.6 | 3.5 | 0 | 24
Thu, 05.07. 10:00 | 24.8 | 0 | 24.8 | 48 | 24.5 | 24.5 | 0 | 0 | 1.8 | 40.1 | 4.3 | 0 | 26
Thu, 05.07. 11:00 | 25.7 | 0 | 25.7 | 49 | 28.2 | 28.2 | 0 | 0 | 1.6 | 41.9 | 5.1 | 0 | 28
Thu, 05.07. 12:00 | 26.5 | 0 | 26.5 | 49.7 | 33.5 | 33.5 | 0 | 0 | 1.5 | 47.4 | 6.4 | 0 | 30
Thu, 05.07. 13:00 | 23.1 | 0 | 23.1 | 46.5 | 31.8 | 31.8 | 0 | 0 | 1.3 | 52.4 | 6 | 0 | 30
Thu, 05.07. 14:00 | 20.8 | 0 | 20.8 | 44.1 | 34.1 | 34.1 | 0 | 0 | 1.2 | 62.5 | 6.6 | 0 | 31
Thu, 05.07. 15:00 | 20.5 | 0 | 20.5 | 44 | 31.8 | 31.8 | 0 | 0 | 1.2 | 80.1 | 5.6 | 0 | 29
Thu, 05.07. 16:00 | 20.6 | 0 | 20.6 | 44.2 | 24 | 24 | 0 | 0 | 1 | 115.7 | 3.4 | 0 | 23
Thu, 05.07. 17:00 | 19.6 | 0 | 19.6 | 43.1 | 19.4 | 19.4 | 0 | 0 | 0.6 | 124.8 | 3 | 0 | 22
Thu, 05.07. 18:00 | 20.5 | 0 | 20.5 | 43.9 | 16.9 | 16.9 | 0 | 0 | 0.4 | 140.5 | 3.1 | 0 | 20
Thu, 05.07. 19:00 | 20.7 | 0 | 20.7 | 43.5 | 15.1 | 15.1 | 0 | 0 | 0.3 | 127 | 3.4 | 0 | 20
Thu, 05.07. 20:00 | 21.9 | 0 | 21.9 | 44.5 | 12.6 | 12.6 | 0 | 0 | 0.2 | 110.7 | 3.4 | 0 | 19
Thu, 05.07. 21:00 | 20.6 | 0 | 20.6 | 43.2 | 10.5 | 10.5 | 0 | 0 | 0.2 | 96.9 | 3.2 | 0 | 19
Thu, 05.07. 22:00 | 9.8 | 0 | 9.8 | 33.6 | 8 | 8 | 0 | 0 | 0.2 | 74.2 | 1.8 | 0 | 19
Thu, 05.07. 23:00 | 6 | 0 | 6 | 30.2 | 5.2 | 5.2 | 0 | 0 | 0.2 | 63.7 | 1.2 | 0 | 18
Fri, 06.07. 00:00 | 4.1 | 0 | 4.1 | 28.6 | 3.4 | 3.4 | 0 | 0 | 0.2 | 36.4 | 0.8 | 0 | 18
Fri, 06.07. 01:00 | 2.3 | 0 | 2.3 | 27.1 | 3 | 3 | 0 | 0 | 0.2 | 19.4 | 0.5 | 0 | 18
Fri, 06.07. 02:00 | 0.6 | 0 | 0.6 | 25.6 | 2.1 | 2.1 | 0 | 0 | 0.2 | 10.4 | 0.3 | 0 | 17
Fri, 06.07. 03:00 | 0.6 | 0 | 0.6 | 25.7 | 1.7 | 1.7 | 0 | 0 | 0.2 | 9.3 | 0.2 | 0 | 16
Fri, 06.07. 04:00 | 2.4 | 0 | 2.4 | 27.3 | 1.4 | 1.4 | 0 | 0 | 0.2 | 12.2 | 0.4 | 0 | 15
Fri, 06.07. 05:00 | 6.9 | 0 | 6.9 | 31.3 | 1.6 | 1.6 | 0 | 0 | 0.2 | 23.1 | 0.9 | 0 | 16
Fri, 06.07. 06:00 | 20.5 | 0 | 20.5 | 43.4 | 1.8 | 1.8 | 0 | 0 | 0.3 | 45.2 | 2.5 | 0 | 16
Fri, 06.07. 07:00 | 21.6 | 0 | 21.6 | 44.5 | 2.3 | 2.3 | 0 | 0 | 0.8 | 52.7 | 2.4 | 0 | 17
Fri, 06.07. 08:00 | 22.4 | 0 | 22.4 | 45.4 | 5.4 | 5.4 | 0 | 0 | 1.5 | 53.8 | 2.4 | 0 | 19
Fri, 06.07. 09:00 | 21.9 | 0 | 21.9 | 45.3 | 8.8 | 8.8 | 0 | 0 | 1.7 | 44.4 | 2.3 | 0 | 20
Fri, 06.07. 10:00 | 21.5 | 0 | 21.5 | 45.1 | 12.1 | 12.1 | 0 | 0 | 1.5 | 34.8 | 2.3 | 0 | 22
Fri, 06.07. 11:00 | 25.5 | 0 | 25.5 | 49 | 15.7 | 15.7 | 0 | 0 | 1.6 | 41.4 | 2.7 | 0 | 23
Fri, 06.07. 12:00 | 26.1 | 0 | 26.1 | 49.6 | 18.3 | 18.3 | 0 | 0 | 1.5 | 46.5 | 3.1 | 0 | 24
Fri, 06.07. 13:00 | 23.5 | 0 | 23.5 | 47.1 | 17.9 | 17.9 | 0 | 0 | 1.3 | 53 | 2.9 | 0 | 24
Fri, 06.07. 14:00 | 21.1 | 0 | 21.1 | 44.7 | 19.9 | 19.9 | 0 | 0 | 1.2 | 63.1 | 3.2 | 0 | 25
Fri, 06.07. 15:00 | 20.3 | 0 | 20.3 | 44 | 19.9 | 19.9 | 0 | 0 | 1.1 | 79.3 | 3.2 | 0 | 25
Fri, 06.07. 16:00 | 19.6 | 0 | 19.6 | 43.2 | 20.2 | 20.2 | 0 | 0 | 1 | 110.2 | 3.3 | 0 | 25
Fri, 06.07. 17:00 | 21.2 | 0 | 21.2 | 44.3 | 20.1 | 20.1 | 0 | 0 | 0.6 | 135.4 | 3.7 | 0 | 25
Fri, 06.07. 18:00 | 21.5 | 0 | 21.5 | 44.3 | 20.2 | 20.2 | 0 | 0 | 0.4 | 147.5 | 3.9 | 0 | 25
Fri, 06.07. 19:00 | 21.3 | 0 | 21.3 | 43.8 | 15.3 | 15.3 | 0 | 0 | 0.3 | 130.9 | 3.6 | 0 | 23
Fri, 06.07. 20:00 | 21.1 | 0 | 21.1 | 43.7 | 9.6 | 9.6 | 0 | 0 | 0.2 | 106.4 | 3.1 | 0 | 20
Fri, 06.07. 21:00 | 19.1 | 0 | 19.1 | 41.9 | 6.7 | 6.7 | 0 | 0 | 0.2 | 90.5 | 2.7 | 0 | 19
Fri, 06.07. 22:00 | 11.3 | 0 | 11.3 | 34.9 | 4.8 | 4.8 | 0 | 0 | 0.2 | 85 | 1.7 | 0 | 18
Fri, 06.07. 23:00 | 6 | 0 | 6 | 30.4 | 3.2 | 3.2 | 0 | 0 | 0.2 | 65.1 | 1 | 0 | 17
Sat, 07.07. 00:00 | 4.6 | 0 | 4.6 | 29.1 | 5.1 | 5.1 | 0 | 0 | 0.2 | 54.1 | 1 | 0 | 16
Sat, 07.07. 01:00 | 2.7 | 0 | 2.7 | 27.4 | 4 | 4 | 0 | 0 | 0.2 | 30.9 | 0.6 | 0 | 16
Sat, 07.07. 02:00 | 1.5 | 0 | 1.5 | 26.4 | 3 | 3 | 0 | 0 | 0.2 | 20.6 | 0.4 | 0 | 15
Sat, 07.07. 03:00 | 0.6 | 0 | 0.6 | 25.6 | 2.7 | 2.7 | 0 | 0 | 0.2 | 11.4 | 0.3 | 0 | 16
Sat, 07.07. 04:00 | 1.4 | 0 | 1.4 | 26.2 | 3.2 | 3.2 | 0 | 0 | 0.2 | 11.4 | 0.4 | 0 | 18
Sat, 07.07. 05:00 | 1.6 | 0 | 1.6 | 26.3 | 6.3 | 6.3 | 0 | 0 | 0.2 | 13.1 | 0.7 | 0 | 20
Sat, 07.07. 06:00 | 2.2 | 0 | 2.2 | 26.9 | 7.5 | 7.5 | 0 | 0 | 0.2 | 12.2 | 0.8 | 0 | 21
Sat, 07.07. 07:00 | 4.8 | 0 | 4.8 | 29 | 12.1 | 12.1 | 0 | 0 | 0.3 | 13.3 | 1.7 | 0 | 24
Sat, 07.07. 08:00 | 13.1 | 0 | 13.1 | 36.3 | 18 | 18 | 0 | 0 | 0.5 | 20.9 | 3.5 | 0 | 26
Sat, 07.07. 09:00 | 22.4 | 0 | 22.4 | 44.5 | 22 | 22 | 0 | 0 | 0.5 | 25.5 | 5.3 | 0 | 28
Sat, 07.07. 10:00 | 26.7 | 0 | 26.7 | 48.4 | 27.6 | 27.6 | 0 | 0 | 0.5 | 48.2 | 6.9 | 0 | 30
Sat, 07.07. 11:00 | 28 | 0 | 28 | 49.7 | 29.5 | 29.5 | 0 | 0 | 0.4 | 55.8 | 7.4 | 0 | 31
Sat, 07.07. 12:00 | 26.2 | 0 | 26.2 | 48.3 | 28.8 | 28.8 | 0 | 0 | 0.4 | 73.8 | 6.6 | 0 | 30
Sat, 07.07. 13:00 | 24.2 | 0 | 24.2 | 46.6 | 30 | 30 | 0 | 0 | 0.4 | 86 | 6.4 | 0 | 30
Sat, 07.07. 14:00 | 23.2 | 0 | 23.2 | 46 | 26.2 | 26.2 | 0 | 0 | 0.4 | 86.4 | 5 | 0 | 27
Sat, 07.07. 15:00 | 22.5 | 0 | 22.5 | 45.5 | 27.8 | 27.8 | 0 | 0 | 0.4 | 86.8 | 5 | 0 | 27
Sat, 07.07. 16:00 | 21.2 | 0 | 21.2 | 44.2 | 25.3 | 25.3 | 0 | 0 | 0.3 | 84.3 | 4.4 | 0 | 26
Sat, 07.07. 17:00 | 19.6 | 0 | 19.6 | 42.7 | 21.7 | 21.7 | 0 | 0 | 0.2 | 79.9 | 3.8 | 0 | 25
Sat, 07.07. 18:00 | 19.2 | 0 | 19.2 | 42 | 21.3 | 21.3 | 0 | 0 | 0.2 | 88.6 | 3.8 | 0 | 24
Sat, 07.07. 19:00 | 17.5 | 0 | 17.5 | 40.5 | 18.2 | 18.2 | 0 | 0 | 0.2 | 80.2 | 3.4 | 0 | 23
Sat, 07.07. 20:00 | 16 | 0 | 16 | 39 | 14.4 | 14.4 | 0 | 0 | 0.2 | 70.4 | 2.9 | 0 | 21
Sat, 07.07. 21:00 | 12.4 | 0 | 12.4 | 35.8 | 12.6 | 12.6 | 0 | 0 | 0.2 | 65.7 | 2.5 | 0 | 21
Sat, 07.07. 22:00 | 9.7 | 0 | 9.7 | 33.4 | 9.9 | 9.9 | 0 | 0 | 0.2 | 62.9 | 2 | 0 | 20
Sat, 07.07. 23:00 | 6.5 | 0 | 6.5 | 30.8 | 5.1 | 5.1 | 0 | 0 | 0.2 | 60.8 | 1.2 | 0 | 16
Sun, 08.07. 00:00 | 4.5 | 0 | 4.5 | 29.1 | 0.1 | 0.1 | 0 | 0 | 0.2 | 63.1 | 0.5 | 0 | 15
Sun, 08.07. 01:00 | 2.7 | 0 | 2.7 | 27.5 | 0.1 | 0.1 | 0 | 0 | 0.2 | 54.7 | 0.3 | 0 | 15
Sun, 08.07. 02:00 | 1.6 | 0.1 | 1.5 | 26.5 | 0.1 | 0.1 | 0 | 0 | 0.2 | 37.4 | 0.2 | 0 | 15
Sun, 08.07. 03:00 | 4.4 | 3.8 | 0.6 | 29.5 | 0.1 | 0.1 | 0 | 0 | 0.2 | 19 | 0.1 | 0 | 14
Sun, 08.07. 04:00 | 4.9 | 3.5 | 1.4 | 30 | 0.1 | 0.1 | 0 | 0 | 0.2 | 11 | 0.2 | 0 | 14
Sun, 08.07. 05:00 | 5.7 | 4.2 | 1.5 | 30.8 | 0.1 | 0.1 | 0 | 0 | 0.2 | 9.8 | 0.2 | 0 | 14
Sun, 08.07. 06:00 | 2.9 | 0.8 | 2.1 | 27.8 | 0.1 | 0.1 | 0 | 0 | 0.2 | 9.7 | 0.2 | 0 | 15
Sun, 08.07. 07:00 | 5.4 | 0.8 | 4.6 | 30 | 0.3 | 0.3 | 0 | 0 | 0.2 | 10.9 | 0.5 | 0 | 16
Sun, 08.07. 08:00 | 11.3 | 0.7 | 10.6 | 35.2 | 0.5 | 0.5 | 0 | 0 | 0.2 | 10.5 | 1.3 | 0 | 17
Sun, 08.07. 09:00 | 21.1 | 0.6 | 20.5 | 43.8 | 0.7 | 0.7 | 0 | 0 | 0.2 | 12.5 | 2.4 | 0 | 18
Sun, 08.07. 10:00 | 21.8 | 0.6 | 21.2 | 44.4 | 0.7 | 0.7 | 0 | 0 | 0.2 | 14.3 | 2.5 | 0 | 18
Sun, 08.07. 11:00 | 24.1 | 0.6 | 23.5 | 46.3 | 2.3 | 2.3 | 0 | 0 | 0.2 | 22.1 | 2.9 | 0 | 19
Sun, 08.07. 12:00 | 20.5 | 0.5 | 20 | 43.3 | 0.4 | 0.4 | 0 | 0 | 0.2 | 29.8 | 2.3 | 0 | 16
Sun, 08.07. 13:00 | 17.2 | 0.5 | 16.7 | 40.3 | 0.8 | 0.8 | 0 | 0 | 0.2 | 41 | 1.9 | 0 | 18
Sun, 08.07. 14:00 | 16 | 0.5 | 15.5 | 39.4 | 0.6 | 0.6 | 0 | 0 | 0.2 | 59.8 | 1.7 | 0 | 17
Sun, 08.07. 15:00 | 13.8 | 0.5 | 13.3 | 37.4 | 0.6 | 0.6 | 0 | 0 | 0.2 | 54.9 | 1.5 | 0 | 17
Sun, 08.07. 16:00 | 12.8 | 0.4 | 12.4 | 36.5 | 0.8 | 0.8 | 0 | 0 | 0.2 | 60.4 | 1.4 | 0 | 18
Sun, 08.07. 17:00 | 15.1 | 0.5 | 14.6 | 38.5 | 0.8 | 0.8 | 0 | 0 | 0.2 | 71.1 | 1.7 | 0 | 18
Sun, 08.07. 18:00 | 15.6 | 0.5 | 15.1 | 39.1 | 0.4 | 0.4 | 0 | 0 | 0.2 | 85 | 1.7 | 0 | 16
Sun, 08.07. 19:00 | 16.2 | 0.5 | 15.7 | 39.4 | 0.4 | 0.4 | 0 | 0 | 0.2 | 88.7 | 1.8 | 0 | 16
Sun, 08.07. 20:00 | 16.3 | 0.6 | 15.7 | 39.6 | 0.2 | 0.2 | 0 | 0 | 0.2 | 86.9 | 1.8 | 0 | 15
Sun, 08.07. 21:00 | 13 | 0.5 | 12.5 | 36.7 | 0.3 | 0.3 | 0 | 0 | 0.2 | 69.1 | 1.5 | 0 | 16
Sun, 08.07. 22:00 | 9.3 | 0.2 | 9.1 | 33.3 | 0.3 | 0.3 | 0 | 0 | 0.2 | 54 | 1.1 | 0 | 16
Sun, 08.07. 23:00 | 6.4 | 0.1 | 6.3 | 30.8 | 0.3 | 0.3 | 0 | 0 | 0.2 | 46.4 | 0.8 | 0 | 16
Mon, 09.07. 00:00 | 5.3 | 1 | 4.3 | 29.9 | 0.3 | 0.3 | 0 | 0 | 0.2 | 37.8 | 0.6 | 0 | 16
Mon, 09.07. 01:00 | 7 | 4.7 | 2.3 | 31.9 | 0.1 | 0.1 | 0 | 0 | 0.2 | 19.2 | 0.3 | 0 | 14
Mon, 09.07. 02:00 | 8.9 | 8.3 | 0.6 | 34.1 | 0.1 | 0.1 | 0 | 0 | 0.2 | 10.5 | 0.1 | 0 | 13
Mon, 09.07. 03:00 | 12.4 | 11.8 | 0.6 | 37.5 | 0.1 | 0.1 | 0 | 0 | 0.2 | 8.9 | 0.1 | 0 | 12
Mon, 09.07. 04:00 | 15.2 | 12.9 | 2.3 | 40.2 | 0.1 | 0.1 | 0 | 0 | 0.2 | 11.6 | 0.3 | 0 | 12
Mon, 09.07. 05:00 | 18.9 | 12.1 | 6.8 | 43.5 | 0.1 | 0.1 | 0 | 0 | 0.2 | 22.6 | 0.8 | 0 | 13
Mon, 09.07. 06:00 | 34.6 | 15 | 19.6 | 57.7 | 0.1 | 0.1 | 0 | 0 | 0.2 | 43 | 2.2 | 0 | 13
Mon, 09.07. 07:00 | 35 | 12 | 23 | 57.8 | 0.1 | 0.1 | 0 | 0 | 0.8 | 55.8 | 2.4 | 0 | 14
Mon, 09.07. 08:00 | 32.6 | 10.6 | 22 | 56 | 0.2 | 0.2 | 0 | 0 | 1.5 | 52.7 | 2 | 0 | 14
Mon, 09.07. 09:00 | 32.2 | 10 | 22.2 | 56 | 0.5 | 0.5 | 0 | 0 | 1.7 | 45.3 | 1.6 | 0 | 14
Mon, 09.07. 10:00 | 28.7 | 5.8 | 22.9 | 52.4 | 0.5 | 0.5 | 0 | 0 | 1.6 | 37.1 | 1.4 | 0 | 15
Mon, 09.07. 11:00 | 30.8 | 5.5 | 25.3 | 54.6 | 1 | 1 | 0 | 0 | 1.6 | 41 | 1.4 | 0 | 17
Mon, 09.07. 12:00 | 29.8 | 5 | 24.8 | 53.6 | 1 | 1 | 0 | 0 | 1.4 | 44.2 | 1.3 | 0 | 17
Mon, 09.07. 13:00 | 30.2 | 5.2 | 25 | 54 | 1.3 | 1.3 | 0 | 0 | 1.4 | 56.3 | 1.3 | 0 | 18
Mon, 09.07. 14:00 | 26.8 | 5 | 21.8 | 50.7 | 2.8 | 2.8 | 0 | 0 | 1.3 | 65.7 | 1.4 | 0 | 19
Mon, 09.07. 15:00 | 25.3 | 4.8 | 20.5 | 49.3 | 1.3 | 1.3 | 0 | 0 | 1.2 | 80.1 | 1.2 | 0 | 18
Mon, 09.07. 16:00 | 24.5 | 4.5 | 20 | 48.4 | 1.3 | 1.3 | 0 | 0 | 1 | 112.4 | 1.3 | 0 | 18
Mon, 09.07. 17:00 | 25.3 | 4.3 | 21 | 48.9 | 1.2 | 1.2 | 0 | 0 | 0.6 | 134.1 | 1.6 | 0 | 18
Mon, 09.07. 18:00 | 25.5 | 4.6 | 20.9 | 48.8 | 0.9 | 0.9 | 0 | 0 | 0.4 | 143.3 | 1.8 | 0 | 17
Mon, 09.07. 19:00 | 27.2 | 4.9 | 22.3 | 50.1 | 0.7 | 0.7 | 0 | 0 | 0.3 | 137.5 | 2.3 | 0 | 16
Mon, 09.07. 20:00 | 30 | 8.4 | 21.6 | 52.8 | 0.2 | 0.2 | 0 | 0 | 0.2 | 108.5 | 2.4 | 0 | 14
Mon, 09.07. 21:00 | 28.6 | 10.7 | 17.9 | 51.8 | 0.2 | 0.2 | 0 | 0 | 0.2 | 84.1 | 2 | 0 | 13
Mon, 09.07. 22:00 | 21.3 | 11.6 | 9.7 | 45.5 | 0.2 | 0.2 | 0 | 0 | 0.2 | 73.4 | 1.2 | 0 | 12
Mon, 09.07. 23:00 | 27.2 | 21.2 | 6 | 51.7 | 0.1 | 0.1 | 0 | 0 | 0.2 | 63.7 | 0.7 | 0 | 10
Tue, 10.07. 00:00 | 50.4 | 46.2 | 4.2 | 72.5 | 1.3 | 1.3 | 0 | 0 | 0.2 | 37.1 | 1.1 | 0 | 8
Tue, 10.07. 01:00 | 58.6 | 56.4 | 2.2 | 79.9 | 1 | 1 | 0 | 0 | 0.2 | 18.6 | 1.1 | 0 | 7
Tue, 10.07. 02:00 | 56.6 | 56 | 0.6 | 78.1 | 0.8 | 0.8 | 0 | 0 | 0.2 | 10.4 | 0.9 | 0 | 7
Tue, 10.07. 03:00 | 58.1 | 57.5 | 0.6 | 79.5 | 0.7 | 0.7 | 0 | 0 | 0.2 | 9.2 | 0.9 | 0 | 7
Tue, 10.07. 04:00 | 50.8 | 48.5 | 2.3 | 73.2 | 0.7 | 0.7 | 0 | 0 | 0.2 | 11.9 | 0.9 | 0 | 8
Tue, 10.07. 05:00 | 33 | 26.6 | 6.4 | 57 | 0.6 | 0.6 | 0 | 0 | 0.2 | 21.5 | 0.9 | 0 | 11
Tue, 10.07. 06:00 | 45.2 | 26.1 | 19.1 | 67.1 | 0.7 | 0.7 | 0 | 0 | 0.2 | 41.8 | 2.4 | 0 | 13
Tue, 10.07. 07:00 | 42.9 | 20.8 | 22.1 | 64.7 | 0.9 | 0.9 | 0 | 0 | 0.8 | 53.8 | 2.5 | 0 | 15
Tue, 10.07. 08:00 | 40.5 | 18.5 | 22 | 62.9 | 1.7 | 1.7 | 0 | 0 | 1.5 | 52.7 | 2.2 | 0 | 16
Tue, 10.07. 09:00 | 36.5 | 15.6 | 20.9 | 59.4 | 3 | 3 | 0 | 0 | 1.6 | 42.6 | 1.9 | 0 | 18
Tue, 10.07. 10:00 | 36.8 | 14.6 | 22.2 | 59.8 | 3.5 | 3.5 | 0 | 0 | 1.6 | 36 | 1.7 | 0 | 18
Tue, 10.07. 11:00 | 39.3 | 14.3 | 25 | 62.3 | 5.6 | 5.6 | 0 | 0 | 1.6 | 40.6 | 1.9 | 0 | 19
Tue, 10.07. 12:00 | 38.7 | 13.5 | 25.2 | 61.7 | 7.4 | 7.4 | 0 | 0 | 1.4 | 45.1 | 1.9 | 0 | 20
Tue, 10.07. 13:00 | 37.1 | 13.2 | 23.9 | 60.1 | 9.2 | 9.2 | 0 | 0 | 1.3 | 54.1 | 2 | 0 | 21
Tue, 10.07. 14:00 | 33.1 | 12.5 | 20.6 | 56.3 | 10.5 | 10.5 | 0 | 0 | 1.2 | 61.8 | 2 | 0 | 22
Tue, 10.07. 15:00 | 31 | 11.9 | 19.1 | 54.3 | 10.1 | 10.1 | 0 | 0 | 1.1 | 74.5 | 1.9 | 0 | 22
Tue, 10.07. 16:00 | 32.8 | 12.8 | 20 | 55.7 | 11.1 | 11.1 | 0 | 0 | 1 | 112.4 | 2.2 | 0 | 22
Tue, 10.07. 17:00 | 33.9 | 12.7 | 21.2 | 56.5 | 10.8 | 10.8 | 0 | 0 | 0.6 | 135.4 | 2.5 | 0 | 22
Tue, 10.07. 18:00 | 33 | 12.9 | 20.1 | 55.3 | 10.2 | 10.2 | 0 | 0 | 0.4 | 137.7 | 2.6 | 0 | 22
Tue, 10.07. 19:00 | 34 | 13.3 | 20.7 | 55.8 | 8.2 | 8.2 | 0 | 0 | 0.3 | 127 | 2.9 | 0 | 21
Tue, 10.07. 20:00 | 35.3 | 13.7 | 21.6 | 57 | 3.4 | 3.4 | 0 | 0 | 0.2 | 108.5 | 2.8 | 0 | 18
Tue, 10.07. 21:00 | 31.9 | 12.5 | 19.4 | 53.9 | 2.5 | 2.5 | 0 | 0 | 0.2 | 91.4 | 2.5 | 0 | 17
Tue, 10.07. 22:00 | 15.9 | 4.4 | 11.5 | 39.4 | 2.1 | 2.1 | 0 | 0 | 0.2 | 85.8 | 1.6 | 0 | 16
Tue, 10.07. 23:00 | 8.4 | 2.6 | 5.8 | 32.9 | 1.2 | 1.2 | 0 | 0 | 0.2 | 62.4 | 0.8 | 0 | 15
Wed, 11.07. 00:00 | 4.8 | 0.3 | 4.5 | 29.5 | 4.8 | 4.8 | 0 | 0 | 0.2 | 38.6 | 0.9 | 0 | 15
Wed, 11.07. 01:00 | 6.2 | 3.9 | 2.3 | 31.2 | 3.7 | 3.7 | 0 | 0 | 0.2 | 19.2 | 0.6 | 0 | 14
Wed, 11.07. 02:00 | 11 | 10.4 | 0.6 | 36.2 | 2.6 | 2.6 | 0 | 0 | 0.2 | 9.9 | 0.3 | 0 | 12
Wed, 11.07. 03:00 | 11.4 | 10.8 | 0.6 | 36.7 | 2.3 | 2.3 | 0 | 0 | 0.2 | 8.9 | 0.3 | 0 | 12
Wed, 11.07. 04:00 | 2.6 | 0.6 | 2 | 27.5 | 2.4 | 2.4 | 0 | 0 | 0.2 | 10.8 | 0.4 | 0 | 17
Wed, 11.07. 05:00 | 7.8 | 1.3 | 6.5 | 32.2 | 2.5 | 2.5 | 0 | 0 | 0.2 | 21.7 | 0.9 | 0 | 17
Wed, 11.07. 06:00 | 22.3 | 2 | 20.3 | 45.1 | 6.3 | 6.3 | 0 | 0 | 0.3 | 44.7 | 2.8 | 0 | 20
Wed, 11.07. 07:00 | 22.7 | 1.9 | 20.8 | 45.5 | 6.3 | 6.3 | 0 | 0 | 0.7 | 50.6 | 2.7 | 0 | 20
Wed, 11.07. 08:00 | 22.3 | 1.6 | 20.7 | 45.4 | 10.8 | 10.8 | 0 | 0 | 1.4 | 49.6 | 2.7 | 0 | 22
Wed, 11.07. 09:00 | 23.8 | 1.6 | 22.2 | 47.1 | 16.3 | 16.3 | 0 | 0 | 1.7 | 45.3 | 3.1 | 0 | 23
Wed, 11.07. 10:00 | 25.8 | 1.5 | 24.3 | 49.1 | 21.9 | 21.9 | 0 | 0 | 1.7 | 39.3 | 3.8 | 0 | 25
Wed, 11.07. 11:00 | 26.7 | 1.4 | 25.3 | 50 | 24.1 | 24.1 | 0 | 0 | 1.6 | 41 | 4.1 | 0 | 26
Wed, 11.07. 12:00 | 26.8 | 1.3 | 25.5 | 50.1 | 27.1 | 27.1 | 0 | 0 | 1.4 | 45.6 | 4.6 | 0 | 27
Wed, 11.07. 13:00 | 23.7 | 1.2 | 22.5 | 47.2 | 27.4 | 27.4 | 0 | 0 | 1.2 | 50.8 | 4.7 | 0 | 28
Wed, 11.07. 14:00 | 21.5 | 1.1 | 20.4 | 45.1 | 28.4 | 28.4 | 0 | 0 | 1.2 | 61.2 | 4.8 | 0 | 28
Wed, 11.07. 15:00 | 21.2 | 1.2 | 20 | 44.6 | 30.2 | 30.2 | 0 | 0 | 1.1 | 77.7 | 5.3 | 0 | 29
Wed, 11.07. 16:00 | 20 | 1 | 19 | 43.4 | 30.3 | 30.3 | 0 | 0 | 0.9 | 107 | 5.5 | 0 | 29
Wed, 11.07. 17:00 | 21.2 | 1 | 20.2 | 44.3 | 29.6 | 29.6 | 0 | 0 | 0.6 | 128.8 | 5.7 | 0 | 29
Wed, 11.07. 18:00 | 22 | 1.1 | 20.9 | 44.9 | 25.9 | 25.9 | 0 | 0 | 0.4 | 143.3 | 4.7 | 0 | 26
Wed, 11.07. 19:00 | 23 | 1.2 | 21.8 | 45.4 | 21.5 | 21.5 | 0 | 0 | 0.3 | 133.6 | 4.3 | 0 | 24
Wed, 11.07. 20:00 | 21.4 | 1.1 | 20.3 | 44 | 15.6 | 15.6 | 0 | 0 | 0.2 | 102.1 | 3.5 | 0 | 22
Wed, 11.07. 21:00 | 20.7 | 1.1 | 19.6 | 43.3 | 12.7 | 12.7 | 0 | 0 | 0.2 | 92.3 | 3.3 | 0 | 21
Wed, 11.07. 22:00 | 10.9 | 0.4 | 10.5 | 34.6 | 8.3 | 8.3 | 0 | 0 | 0.2 | 78.8 | 1.9 | 0 | 19
Wed, 11.07. 23:00 | 6.7 | 0.3 | 6.4 | 31.1 | 5.2 | 5.2 | 0 | 0 | 0.2 | 69.7 | 1.2 | 0 | 17
Thu, 12.07. 00:00 | 4.5 | 0 | 4.5 | 29 | 0.4 | 0.4 | 0 | 0 | 0.2 | 38.9 | 0.6 | 0 | 16
Thu, 12.07. 01:00 | 2.3 | 0 | 2.3 | 27.1 | 0.4 | 0.4 | 0 | 0 | 0.2 | 19.2 | 0.3 | 0 | 16
Thu, 12.07. 02:00 | 0.6 | 0 | 0.6 | 25.6 | 0.5 | 0.5 | 0 | 0 | 0.2 | 10.2 | 0.1 | 0 | 17
Thu, 12.07. 03:00 | 0.6 | 0 | 0.6 | 25.7 | 0.1 | 0.1 | 0 | 0 | 0.2 | 8.5 | 0.1 | 0 | 15
Thu, 12.07. 04:00 | 2.3 | 0 | 2.3 | 27.2 | 0.1 | 0.1 | 0 | 0 | 0.2 | 11.9 | 0.3 | 0 | 15
Thu, 12.07. 05:00 | 6.6 | 0 | 6.6 | 31.1 | 0.1 | 0.1 | 0 | 0 | 0.2 | 22 | 0.7 | 0 | 15
Thu, 12.07. 06:00 | 21.5 | 0 | 21.5 | 44.3 | 0.4 | 0.4 | 0 | 0 | 0.3 | 47.3 | 2.4 | 0 | 16
Thu, 12.07. 07:00 | 21.2 | 0 | 21.2 | 44.3 | 0.4 | 0.4 | 0 | 0 | 0.8 | 51.6 | 2.2 | 0 | 16
Thu, 12.07. 08:00 | 21.3 | 0 | 21.3 | 44.5 | 0.9 | 0.9 | 0 | 0 | 1.5 | 51.2 | 2 | 0 | 17
Thu, 12.07. 09:00 | 21.6 | 0 | 21.6 | 45.2 | 1.2 | 1.2 | 0 | 0 | 1.6 | 44 | 1.7 | 0 | 17
Thu, 12.07. 10:00 | 23.4 | 0 | 23.4 | 47.1 | 1.3 | 1.3 | 0 | 0 | 1.7 | 37.8 | 1.5 | 0 | 17
Thu, 12.07. 11:00 | 25 | 0 | 25 | 48.8 | 1.4 | 1.4 | 0 | 0 | 1.6 | 40.6 | 1.4 | 0 | 17
Thu, 12.07. 12:00 | 25.2 | 0 | 25.2 | 49.1 | 1.4 | 1.4 | 0 | 0 | 1.4 | 45.1 | 1.3 | 0 | 17
Thu, 12.07. 13:00 | 23.9 | 0 | 23.9 | 47.8 | 1.6 | 1.6 | 0 | 0 | 1.3 | 54.1 | 1.3 | 0 | 18
Thu, 12.07. 14:00 | 20.6 | 0 | 20.6 | 44.6 | 1.6 | 1.6 | 0 | 0 | 1.2 | 61.8 | 1.2 | 0 | 18
Thu, 12.07. 15:00 | 20.1 | 0 | 20.1 | 44.2 | 1.6 | 1.6 | 0 | 0 | 1.1 | 78.5 | 1.2 | 0 | 18
Thu, 12.07. 16:00 | 21.9 | 0 | 21.9 | 45.8 | 1.9 | 1.9 | 0 | 0 | 1.1 | 123.3 | 1.4 | 0 | 18
Thu, 12.07. 17:00 | 21.6 | 0 | 21.6 | 45.2 | 1.6 | 1.6 | 0 | 0 | 0.6 | 138.1 | 1.7 | 0 | 18
Thu, 12.07. 18:00 | 19.3 | 0 | 19.3 | 42.8 | 1.3 | 1.3 | 0 | 0 | 0.3 | 132.1 | 1.7 | 0 | 18
Thu, 12.07. 19:00 | 22 | 0 | 22 | 44.9 | 1.3 | 1.3 | 0 | 0 | 0.3 | 134.9 | 2.3 | 0 | 18
Thu, 12.07. 20:00 | 21.9 | 0 | 21.9 | 44.6 | 1 | 1 | 0 | 0 | 0.2 | 110.7 | 2.5 | 0 | 18
Thu, 12.07. 21:00 | 18.2 | 0 | 18.2 | 41.2 | 0.8 | 0.8 | 0 | 0 | 0.2 | 85.9 | 2.1 | 0 | 18
Thu, 12.07. 22:00 | 10.1 | 0 | 10.1 | 34.1 | 0.4 | 0.4 | 0 | 0 | 0.2 | 75.8 | 1.2 | 0 | 16
Thu, 12.07. 23:00 | 5.8 | 0 | 5.8 | 30.3 | 0.6 | 0.6 | 0 | 0 | 0.2 | 62.4 | 0.7 | 0 | 17
Fri, 13.07. 00:00 | 4 | 0 | 4 | 28.7 | 0.4 | 0.4 | 0 | 0 | 0.2 | 35.3 | 0.5 | 0 | 16
Fri, 13.07. 01:00 | 2.2 | 0 | 2.2 | 27.1 | 0.4 | 0.4 | 0 | 0 | 0.2 | 18.3 | 0.3 | 0 | 16
Fri, 13.07. 02:00 | 0.6 | 0 | 0.6 | 25.7 | 0.4 | 0.4 | 0 | 0 | 0.2 | 10.4 | 0.1 | 0 | 16
Fri, 13.07. 03:00 | 0.6 | 0 | 0.6 | 25.6 | 0.6 | 0.6 | 0 | 0 | 0.2 | 9.3 | 0.1 | 0 | 17
Fri, 13.07. 04:00 | 2.3 | 0 | 2.3 | 27.1 | 0.6 | 0.6 | 0 | 0 | 0.2 | 11.8 | 0.3 | 0 | 17
Fri, 13.07. 05:00 | 6.9 | 0 | 6.9 | 31.3 | 0.6 | 0.6 | 0 | 0 | 0.2 | 23.1 | 0.8 | 0 | 17
Fri, 13.07. 06:00 | 19.4 | 0 | 19.4 | 42.3 | 0.6 | 0.6 | 0 | 0 | 0.2 | 42.6 | 2.2 | 0 | 17
Fri, 13.07. 07:00 | 21.9 | 0 | 21.9 | 44.8 | 0.7 | 0.7 | 0 | 0 | 0.8 | 53.2 | 2.3 | 0 | 17
Fri, 13.07. 08:00 | 20.7 | 0 | 20.7 | 44.1 | 0.7 | 0.7 | 0 | 0 | 1.4 | 49.6 | 1.9 | 0 | 16
Fri, 13.07. 09:00 | 22.1 | 0 | 22.1 | 45.7 | 1.4 | 1.4 | 0 | 0 | 1.7 | 44.8 | 1.7 | 0 | 17
Fri, 13.07. 10:00 | 22.9 | 0 | 22.9 | 46.7 | 1.5 | 1.5 | 0 | 0 | 1.6 | 37.1 | 1.5 | 0 | 17
Fri, 13.07. 11:00 | 25.5 | 0 | 25.5 | 49.4 | 1.6 | 1.6 | 0 | 0 | 1.6 | 41.4 | 1.4 | 0 | 17
Fri, 13.07. 12:00 | 25.5 | 0 | 25.5 | 49.3 | 1.9 | 1.9 | 0 | 0 | 1.4 | 45.6 | 1.4 | 0 | 18
Fri, 13.07. 13:00 | 24.7 | 0 | 24.7 | 48.6 | 2 | 2 | 0 | 0 | 1.3 | 55.8 | 1.4 | 0 | 18
Fri, 13.07. 14:00 | 20.6 | 0 | 20.6 | 44.6 | 3.3 | 3.3 | 0 | 0 | 1.2 | 61.8 | 1.3 | 0 | 19
Fri, 13.07. 15:00 | 20.1 | 0 | 20.1 | 44.2 | 1.9 | 1.9 | 0 | 0 | 1.1 | 78.5 | 1.2 | 0 | 18
Fri, 13.07. 16:00 | 18.8 | 0 | 18.8 | 42.8 | 1.9 | 1.9 | 0 | 0 | 0.9 | 105.9 | 1.3 | 0 | 18
Fri, 13.07. 17:00 | 20.7 | 0 | 20.7 | 44.3 | 1.8 | 1.8 | 0 | 0 | 0.6 | 131.4 | 1.6 | 0 | 18
Fri, 13.07. 18:00 | 19.7 | 0 | 19.7 | 43.2 | 1.6 | 1.6 | 0 | 0 | 0.4 | 134.9 | 1.8 | 0 | 18
Fri, 13.07. 19:00 | 20.5 | 0 | 20.5 | 43.5 | 1.4 | 1.4 | 0 | 0 | 0.3 | 125.7 | 2.2 | 0 | 18
Fri, 13.07. 20:00 | 20.3 | 0 | 20.3 | 43.2 | 1 | 1 | 0 | 0 | 0.2 | 102.1 | 2.3 | 0 | 18
Fri, 13.07. 21:00 | 20.3 | 0 | 20.3 | 43.1 | 1 | 1 | 0 | 0 | 0.2 | 95.9 | 2.4 | 0 | 18
Fri, 13.07. 22:00 | 9.7 | 0 | 9.7 | 33.8 | 0.7 | 0.7 | 0 | 0 | 0.2 | 73.4 | 1.2 | 0 | 17
Fri, 13.07. 23:00 | 6 | 0 | 6 | 30.5 | 0.7 | 0.7 | 0 | 0 | 0.2 | 65.7 | 0.8 | 0 | 17
Sat, 14.07. 00:00 | 4.5 | 0 | 4.5 | 29.2 | 1.4 | 1.4 | 0 | 0 | 0.2 | 53.6 | 0.7 | 0 | 17
Sat, 14.07. 01:00 | 2.4 | 0 | 2.4 | 27.3 | 1.1 | 1.1 | 0 | 0 | 0.2 | 28.8 | 0.4 | 0 | 17
Sat, 14.07. 02:00 | 1.5 | 0 | 1.5 | 26.5 | 1.1 | 1.1 | 0 | 0 | 0.2 | 20.6 | 0.3 | 0 | 17
Sat, 14.07. 03:00 | 0.6 | 0 | 0.6 | 25.7 | 1 | 1 | 0 | 0 | 0.2 | 11.6 | 0.2 | 0 | 17
Sat, 14.07. 04:00 | 1.4 | 0 | 1.4 | 26.4 | 1 | 1 | 0 | 0 | 0.2 | 11.7 | 0.2 | 0 | 17
Sat, 14.07. 05:00 | 1.5 | 0 | 1.5 | 26.6 | 1 | 1 | 0 | 0 | 0.2 | 12.9 | 0.2 | 0 | 17
Sat, 14.07. 06:00 | 2.3 | 0 | 2.3 | 27.2 | 1.2 | 1.2 | 0 | 0 | 0.2 | 13 | 0.3 | 0 | 18
Sat, 14.07. 07:00 | 5.1 | 0 | 5.1 | 29.7 | 1.3 | 1.3 | 0 | 0 | 0.3 | 14.1 | 0.6 | 0 | 18
Sat, 14.07. 08:00 | 12.3 | 0 | 12.3 | 36.1 | 1.5 | 1.5 | 0 | 0 | 0.4 | 19.7 | 1.4 | 0 | 18
Sat, 14.07. 09:00 | 22.4 | 0 | 22.4 | 45.1 | 3.4 | 3.4 | 0 | 0 | 0.5 | 25.5 | 2.7 | 0 | 19
Sat, 14.07. 10:00 | 26.7 | 0 | 26.7 | 49 | 5.4 | 5.4 | 0 | 0 | 0.5 | 48.2 | 3.1 | 0 | 20
Sat, 14.07. 11:00 | 28.8 | 0 | 28.8 | 51.2 | 4.1 | 4.1 | 0 | 0 | 0.5 | 57.5 | 3 | 0 | 19
Sat, 14.07. 12:00 | 26.2 | 0 | 26.2 | 48.9 | 5.5 | 5.5 | 0 | 0 | 0.4 | 73.8 | 2.7 | 0 | 20
Sat, 14.07. 13:00 | 26.1 | 0 | 26.1 | 49.1 | 7.8 | 7.8 | 0 | 0 | 0.4 | 93 | 2.6 | 0 | 21
Sat, 14.07. 14:00 | 23.9 | 0 | 23.9 | 47.2 | 6 | 6 | 0 | 0 | 0.4 | 89 | 2.2 | 0 | 20
Sat, 14.07. 15:00 | 21.3 | 0 | 21.3 | 44.9 | 7.4 | 7.4 | 0 | 0 | 0.4 | 81.8 | 2.1 | 0 | 21
Sat, 14.07. 16:00 | 19.7 | 0 | 19.7 | 43.3 | 7.1 | 7.1 | 0 | 0 | 0.3 | 78.6 | 1.9 | 0 | 21
Sat, 14.07. 17:00 | 20.2 | 0 | 20.2 | 43.6 | 5.7 | 5.7 | 0 | 0 | 0.3 | 82.4 | 2 | 0 | 20
Sat, 14.07. 18:00 | 19.5 | 0 | 19.5 | 42.8 | 5.9 | 5.9 | 0 | 0 | 0.2 | 90.3 | 2.3 | 0 | 20
Sat, 14.07. 19:00 | 18.1 | 0 | 18.1 | 41.3 | 2.6 | 2.6 | 0 | 0 | 0.2 | 82.8 | 2 | 0 | 18
Sat, 14.07. 20:00 | 16.5 | 0 | 16.5 | 39.8 | 2.3 | 2.3 | 0 | 0 | 0.2 | 72.6 | 2 | 0 | 18
Sat, 14.07. 21:00 | 13.5 | 0 | 13.5 | 37.1 | 1.9 | 1.9 | 0 | 0 | 0.2 | 71.7 | 1.7 | 0 | 17
Sat, 14.07. 22:00 | 9.2 | 0 | 9.2 | 33.2 | 1.5 | 1.5 | 0 | 0 | 0.2 | 59.8 | 1.2 | 0 | 17
Sat, 14.07. 23:00 | 6.4 | 0 | 6.4 | 30.7 | 1.3 | 1.3 | 0 | 0 | 0.2 | 59 | 0.9 | 0 | 17
Sun, 15.07. 00:00 | 4.6 | 0 | 4.6 | 29.1 | 2.8 | 2.8 | 0 | 0 | 0.2 | 65 | 0.8 | 0 | 17
Sun, 15.07. 01:00 | 2.5 | 0 | 2.5 | 27.3 | 2.2 | 2.2 | 0 | 0 | 0.2 | 51.4 | 0.5 | 0 | 17
Sun, 15.07. 02:00 | 1.5 | 0 | 1.5 | 26.4 | 1.9 | 1.9 | 0 | 0 | 0.2 | 37.4 | 0.3 | 0 | 17
Sun, 15.07. 03:00 | 0.6 | 0 | 0.6 | 25.6 | 1.7 | 1.7 | 0 | 0 | 0.2 | 18.9 | 0.2 | 0 | 17
Sun, 15.07. 04:00 | 1.5 | 0 | 1.5 | 26.4 | 1.6 | 1.6 | 0 | 0 | 0.2 | 11.7 | 0.3 | 0 | 17
Sun, 15.07. 05:00 | 1.7 | 0 | 1.7 | 26.6 | 1.7 | 1.7 | 0 | 0 | 0.2 | 10.1 | 0.3 | 0 | 17
Sun, 15.07. 06:00 | 2.2 | 0 | 2.2 | 27.1 | 1.9 | 1.9 | 0 | 0 | 0.2 | 10.1 | 0.4 | 0 | 18
Sun, 15.07. 07:00 | 4.6 | 0 | 4.6 | 29.2 | 2 | 2 | 0 | 0 | 0.2 | 10.6 | 0.7 | 0 | 18
Sun, 15.07. 08:00 | 11.1 | 0 | 11.1 | 34.8 | 4 | 4 | 0 | 0 | 0.2 | 10.9 | 1.6 | 0 | 19
Sun, 15.07. 09:00 | 21.9 | 0 | 21.9 | 44.4 | 6.9 | 6.9 | 0 | 0 | 0.2 | 13.4 | 3.1 | 0 | 20
Sun, 15.07. 10:00 | 22.4 | 0 | 22.4 | 44.7 | 10.3 | 10.3 | 0 | 0 | 0.2 | 15 | 3.4 | 0 | 22
Sun, 15.07. 11:00 | 21.9 | 0 | 21.9 | 44.2 | 11.8 | 11.8 | 0 | 0 | 0.2 | 20.5 | 3.6 | 0 | 23
Sun, 15.07. 12:00 | 21.3 | 0 | 21.3 | 43.7 | 13.6 | 13.6 | 0 | 0 | 0.2 | 31.7 | 3.6 | 0 | 23
Sun, 15.07. 13:00 | 17.4 | 0 | 17.4 | 40.3 | 15.4 | 15.4 | 0 | 0 | 0.2 | 42.7 | 3.4 | 0 | 24
Sun, 15.07. 14:00 | 15 | 0 | 15 | 38.2 | 13.7 | 13.7 | 0 | 0 | 0.2 | 58.1 | 2.8 | 0 | 23
Sun, 15.07. 15:00 | 13.3 | 0 | 13.3 | 36.8 | 12.2 | 12.2 | 0 | 0 | 0.2 | 54.9 | 2.4 | 0 | 22
Sun, 15.07. 16:00 | 12.3 | 0 | 12.3 | 35.7 | 11.7 | 11.7 | 0 | 0 | 0.2 | 59.8 | 2.3 | 0 | 22
Sun, 15.07. 17:00 | 13.3 | 0 | 13.3 | 36.6 | 11.5 | 11.5 | 0 | 0 | 0.2 | 64.4 | 2.4 | 0 | 22
Sun, 15.07. 18:00 | 16.2 | 0 | 16.2 | 39.1 | 12.9 | 12.9 | 0 | 0 | 0.2 | 90.8 | 2.9 | 0 | 22
Sun, 15.07. 19:00 | 15.8 | 0 | 15.8 | 38.9 | 10.3 | 10.3 | 0 | 0 | 0.2 | 89.6 | 2.7 | 0 | 21
Sun, 15.07. 20:00 | 15 | 0 | 15 | 38.1 | 9.8 | 9.8 | 0 | 0 | 0.2 | 82.8 | 2.6 | 0 | 21
Sun, 15.07. 21:00 | 11.9 | 0 | 11.9 | 35.4 | 7.1 | 7.1 | 0 | 0 | 0.2 | 65.7 | 2 | 0 | 20
Sun, 15.07. 22:00 | 9.6 | 0 | 9.6 | 33.4 | 6.7 | 6.7 | 0 | 0 | 0.2 | 56.8 | 1.7 | 0 | 20
Sun, 15.07. 23:00 | 6.6 | 0 | 6.6 | 30.8 | 4.9 | 4.9 | 0 | 0 | 0.2 | 49.6 | 1.2 | 0 | 19
Mon, 16.07. 00:00 | 4.5 | 0 | 4.5 | 28.9 | 4.7 | 4.7 | 0 | 0 | 0.2 | 38.6 | 0.9 | 0 | 18
Mon, 16.07. 01:00 | 2.2 | 0 | 2.2 | 27 | 3.5 | 3.5 | 0 | 0 | 0.2 | 18.6 | 0.6 | 0 | 17
Mon, 16.07. 02:00 | 0.6 | 0 | 0.6 | 25.6 | 2.8 | 2.8 | 0 | 0 | 0.2 | 10.8 | 0.3 | 0 | 17
Mon, 16.07. 03:00 | 0.6 | 0 | 0.6 | 25.6 | 2.4 | 2.4 | 0 | 0 | 0.2 | 8.7 | 0.3 | 0 | 17
Mon, 16.07. 04:00 | 2.4 | 0 | 2.4 | 27.2 | 2.5 | 2.5 | 0 | 0 | 0.2 | 12.5 | 0.5 | 0 | 17
Mon, 16.07. 05:00 | 7.5 | 0 | 7.5 | 31.7 | 2.5 | 2.5 | 0 | 0 | 0.2 | 24.9 | 1.1 | 0 | 17
Mon, 16.07. 06:00 | 20 | 0 | 20 | 42.8 | 2.7 | 2.7 | 0 | 0 | 0.3 | 43.9 | 2.5 | 0 | 18
Mon, 16.07. 07:00 | 21.9 | 0 | 21.9 | 44.6 | 3.2 | 3.2 | 0 | 0 | 0.8 | 53.2 | 2.5 | 0 | 18
Mon, 16.07. 08:00 | 22.3 | 0 | 22.3 | 45.3 | 6.4 | 6.4 | 0 | 0 | 1.5 | 53.3 | 2.5 | 0 | 19
Mon, 16.07. 09:00 | 22.1 | 0 | 22.1 | 45.4 | 10.6 | 10.6 | 0 | 0 | 1.7 | 44.8 | 2.5 | 0 | 20
Mon, 16.07. 10:00 | 24.3 | 0 | 24.3 | 47.7 | 15.9 | 15.9 | 0 | 0 | 1.7 | 39.3 | 2.8 | 0 | 22
Mon, 16.07. 11:00 | 27.2 | 0 | 27.2 | 50.6 | 19.5 | 19.5 | 0 | 0 | 1.7 | 44.3 | 3.2 | 0 | 23
Mon, 16.07. 12:00 | 26.1 | 0 | 26.1 | 49.5 | 21.3 | 21.3 | 0 | 0 | 1.5 | 46.5 | 3.4 | 0 | 24
Mon, 16.07. 13:00 | 24.7 | 0 | 24.7 | 48.1 | 23.5 | 23.5 | 0 | 0 | 1.3 | 55.8 | 3.7 | 0 | 25
Mon, 16.07. 14:00 | 23.2 | 0 | 23.2 | 46.6 | 26.9 | 26.9 | 0 | 0 | 1.4 | 69.5 | 4.3 | 0 | 26
Mon, 16.07. 15:00 | 21.4 | 0 | 21.4 | 44.8 | 27.2 | 27.2 | 0 | 0 | 1.2 | 83.3 | 4.5 | 0 | 27
Mon, 16.07. 16:00 | 19.5 | 0 | 19.5 | 42.9 | 26.1 | 26.1 | 0 | 0 | 1 | 109.1 | 4.4 | 0 | 27
Mon, 16.07. 17:00 | 21.2 | 0 | 21.2 | 44.2 | 26.2 | 26.2 | 0 | 0 | 0.6 | 135.4 | 4.8 | 0 | 27
Mon, 16.07. 18:00 | 21.2 | 0 | 21.2 | 44 | 24.3 | 24.3 | 0 | 0 | 0.4 | 144.7 | 4.6 | 0 | 26
Mon, 16.07. 19:00 | 20.5 | 0 | 20.5 | 43.1 | 18.6 | 18.6 | 0 | 0 | 0.3 | 125.7 | 3.9 | 0 | 24
Mon, 16.07. 20:00 | 21.1 | 0 | 21.1 | 43.5 | 16.3 | 16.3 | 0 | 0 | 0.2 | 106.4 | 3.7 | 0 | 23
Mon, 16.07. 21:00 | 18 | 0 | 18 | 40.6 | 13.4 | 13.4 | 0 | 0 | 0.2 | 85 | 3.3 | 0 | 23
Mon, 16.07. 22:00 | 9.9 | 0 | 9.9 | 33.5 | 12.8 | 12.8 | 0 | 0 | 0.2 | 75 | 2.3 | 0 | 23
Mon, 16.07. 23:00 | 6.4 | 0 | 6.4 | 30.4 | 10.8 | 10.8 | 0 | 0 | 0.2 | 68.4 | 1.7 | 0 | 22
Tue, 17.07. 00:00 | 4.5 | 0 | 4.5 | 28.7 | 14.7 | 14.7 | 0 | 0 | 0.2 | 39.7 | 1.8 | 0 | 21
Tue, 17.07. 01:00 | 2.2 | 0 | 2.2 | 26.6 | 11.3 | 11.3 | 0 | 0 | 0.2 | 18.1 | 1.2 | 0 | 21
Tue, 17.07. 02:00 | 0.6 | 0 | 0.6 | 25.3 | 11.8 | 11.8 | 0 | 0 | 0.2 | 10.7 | 1.1 | 0 | 22
Tue, 17.07. 03:00 | 0.7 | 0 | 0.7 | 25.3 | 15.2 | 15.2 | 0 | 0 | 0.2 | 9.9 | 1.6 | 0 | 24
Tue, 17.07. 04:00 | 2.2 | 0 | 2.2 | 26.7 | 13 | 13 | 0 | 0 | 0.2 | 11.3 | 1.5 | 0 | 24
Tue, 17.07. 05:00 | 7.3 | 0 | 7.3 | 31.1 | 16 | 16 | 0 | 0 | 0.2 | 24.2 | 2.5 | 0 | 25
Tue, 17.07. 06:00 | 19.4 | 0 | 19.4 | 41.8 | 15.4 | 15.4 | 0 | 0 | 0.2 | 42.6 | 3.8 | 0 | 25
Tue, 17.07. 07:00 | 20.6 | 0 | 20.6 | 42.8 | 19.9 | 19.9 | 0 | 0 | 0.7 | 50.1 | 4.8 | 0 | 28
Tue, 17.07. 08:00 | 22.8 | 0 | 22.8 | 45.2 | 25 | 25 | 0 | 0 | 1.5 | 54.3 | 5.4 | 0 | 28
Tue, 17.07. 09:00 | 24 | 0 | 24 | 46.7 | 34.2 | 34.2 | 0 | 0 | 1.8 | 48.9 | 6.6 | 0 | 29
Tue, 17.07. 10:00 | 24.1 | 0 | 24.1 | 47.1 | 35.9 | 35.9 | 0 | 0 | 1.7 | 39 | 6.6 | 0 | 29
Tue, 17.07. 11:00 | 25.3 | 0 | 25.3 | 48.3 | 39.2 | 39.2 | 0 | 0 | 1.6 | 41 | 7.3 | 0 | 30
Tue, 17.07. 12:00 | 23.6 | 0 | 23.6 | 46.6 | 40.1 | 40.1 | 0 | 0 | 1.3 | 41.9 | 7.6 | 0 | 31
Tue, 17.07. 13:00 | 22.8 | 0 | 22.8 | 45.9 | 43.8 | 43.8 | 0 | 0 | 1.2 | 51.4 | 8.6 | 0 | 32
Tue, 17.07. 14:00 | 21.4 | 0 | 21.4 | 44.5 | 46.8 | 46.8 | 0 | 0 | 1.3 | 63.7 | 9.1 | 0 | 32
Tue, 17.07. 15:00 | 19 | 0 | 19 | 42.1 | 43.1 | 43.1 | 0 | 0 | 1.1 | 73.7 | 8.3 | 0 | 32
Tue, 17.07. 16:00 | 20.9 | 0 | 20.9 | 43.8 | 50.3 | 50.3 | 0 | 0 | 1 | 117.9 | 9.8 | 0 | 32
Tue, 17.07. 17:00 | 21.6 | 0 | 21.6 | 44.3 | 44.5 | 44.5 | 0 | 0 | 0.6 | 138.1 | 8.3 | 0 | 30
Tue, 17.07. 18:00 | 21.7 | 0 | 21.7 | 44.2 | 40.9 | 40.9 | 0 | 0 | 0.4 | 148.9 | 7.3 | 0 | 28
Tue, 17.07. 19:00 | 20.9 | 0 | 20.9 | 43.1 | 34.2 | 34.2 | 0 | 0 | 0.3 | 128.3 | 6.4 | 0 | 27
Tue, 17.07. 20:00 | 21.9 | 0 | 21.9 | 43.9 | 29.9 | 29.9 | 0 | 0 | 0.2 | 110.7 | 5.6 | 0 | 25
Tue, 17.07. 21:00 | 19.6 | 0 | 19.6 | 41.8 | 22 | 22 | 0 | 0 | 0.2 | 92.3 | 4.2 | 0 | 23
Tue, 17.07. 22:00 | 11 | 0 | 11 | 34.3 | 18.9 | 18.9 | 0 | 0 | 0.2 | 82.7 | 2.9 | 0 | 22
Tue, 17.07. 23:00 | 5.6 | 0 | 5.6 | 29.6 | 11.1 | 11.1 | 0 | 0 | 0.2 | 61.1 | 1.6 | 0 | 20
Wed, 18.07. 00:00 | 4 | 0 | 4 | 28.1 | 9.6 | 9.6 | 0 | 0 | 0.2 | 35.3 | 1.3 | 0 | 22
Wed, 18.07. 01:00 | 2.1 | 0 | 2.1 | 26.6 | 7.3 | 7.3 | 0 | 0 | 0.2 | 17.5 | 0.9 | 0 | 21
Wed, 18.07. 02:00 | 0.7 | 0 | 0.7 | 25.3 | 5.9 | 5.9 | 0 | 0 | 0.2 | 10.9 | 0.6 | 0 | 20
Wed, 18.07. 03:00 | 0.6 | 0 | 0.6 | 25.2 | 3.9 | 3.9 | 0 | 0 | 0.2 | 9.3 | 0.4 | 0 | 19
Wed, 18.07. 04:00 | 2.2 | 0 | 2.2 | 26.8 | 3.5 | 3.5 | 0 | 0 | 0.2 | 11.2 | 0.6 | 0 | 19
Wed, 18.07. 05:00 | 6.8 | 0 | 6.8 | 30.8 | 2.2 | 2.2 | 0 | 0 | 0.2 | 22.4 | 0.9 | 0 | 18
Wed, 18.07. 06:00 | 19.4 | 0 | 19.4 | 42 | 3.9 | 3.9 | 0 | 0 | 0.2 | 42.6 | 2.5 | 0 | 19
Wed, 18.07. 07:00 | 22.5 | 0 | 22.5 | 44.9 | 4.5 | 4.5 | 0 | 0 | 0.8 | 54.8 | 2.7 | 0 | 19
Wed, 18.07. 08:00 | 22.8 | 0 | 22.8 | 45.6 | 5.9 | 5.9 | 0 | 0 | 1.5 | 54.3 | 2.5 | 0 | 19
Wed, 18.07. 09:00 | 20.3 | 0 | 20.3 | 43.6 | 10.3 | 10.3 | 0 | 0 | 1.5 | 41.2 | 2.3 | 0 | 21
Wed, 18.07. 10:00 | 22.2 | 0 | 22.2 | 45.6 | 12 | 12 | 0 | 0 | 1.6 | 36 | 2.3 | 0 | 21
Wed, 18.07. 11:00 | 25.3 | 0 | 25.3 | 48.6 | 16.7 | 16.7 | 0 | 0 | 1.6 | 41 | 2.8 | 0 | 23
Wed, 18.07. 12:00 | 26.1 | 0 | 26.1 | 49.3 | 19.7 | 19.7 | 0 | 0 | 1.5 | 46.5 | 3.2 | 0 | 24
Wed, 18.07. 13:00 | 25.6 | 0 | 25.6 | 48.8 | 22.7 | 22.7 | 0 | 0 | 1.4 | 57.9 | 3.7 | 0 | 25
Wed, 18.07. 14:00 | 19.6 | 0 | 19.6 | 43 | 19.8 | 19.8 | 0 | 0 | 1.2 | 58.6 | 3.1 | 0 | 25
Wed, 18.07. 15:00 | 19.8 | 0 | 19.8 | 43.1 | 22.1 | 22.1 | 0 | 0 | 1.1 | 76.9 | 3.6 | 0 | 26
Wed, 18.07. 16:00 | 19.6 | 0 | 19.6 | 42.9 | 21.6 | 21.6 | 0 | 0 | 1 | 110.2 | 3.5 | 0 | 25
Wed, 18.07. 17:00 | 21.5 | 0 | 21.5 | 44.4 | 20.2 | 20.2 | 0 | 0 | 0.6 | 136.8 | 3.5 | 0 | 24
Wed, 18.07. 18:00 | 18.7 | 0 | 18.7 | 41.6 | 17.4 | 17.4 | 0 | 0 | 0.3 | 128 | 3.3 | 0 | 24
Wed, 18.07. 19:00 | 20.9 | 0 | 20.9 | 43.3 | 14.7 | 14.7 | 0 | 0 | 0.3 | 128.3 | 3.4 | 0 | 22
Wed, 18.07. 20:00 | 20.5 | 0 | 20.5 | 42.9 | 10.2 | 10.2 | 0 | 0 | 0.2 | 103.2 | 3.1 | 0 | 20
Wed, 18.07. 21:00 | 20.3 | 0 | 20.3 | 42.8 | 6.2 | 6.2 | 0 | 0 | 0.2 | 95.1 | 2.8 | 0 | 18
Wed, 18.07. 22:00 | 10.2 | 0 | 10.2 | 33.8 | 4.7 | 4.7 | 0 | 0 | 0.2 | 76.5 | 1.6 | 0 | 17
Wed, 18.07. 23:00 | 6.4 | 0 | 6.4 | 30.4 | 3.9 | 3.9 | 0 | 0 | 0.2 | 69 | 1.1 | 0 | 17
Thu, 19.07. 00:00 | 3.7 | 0 | 3.7 | 28.1 | 1.4 | 1.4 | 0 | 0 | 0.2 | 33.1 | 0.6 | 0 | 18
Thu, 19.07. 01:00 | 2.2 | 0 | 2.2 | 26.7 | 1.4 | 1.4 | 0 | 0 | 0.2 | 18.6 | 0.4 | 0 | 18
Thu, 19.07. 02:00 | 0.6 | 0 | 0.6 | 25.4 | 0.8 | 0.8 | 0 | 0 | 0.2 | 10.4 | 0.1 | 0 | 16
Thu, 19.07. 03:00 | 0.6 | 0 | 0.6 | 25.5 | 0.5 | 0.5 | 0 | 0 | 0.2 | 8.8 | 0.1 | 0 | 15
Thu, 19.07. 04:00 | 2.3 | 0 | 2.3 | 27 | 0.5 | 0.5 | 0 | 0 | 0.2 | 12 | 0.3 | 0 | 15
Thu, 19.07. 05:00 | 7 | 0 | 7 | 31.2 | 0.5 | 0.5 | 0 | 0 | 0.2 | 23.3 | 0.8 | 0 | 15
Thu, 19.07. 06:00 | 20.6 | 0 | 20.6 | 43.2 | 0.8 | 0.8 | 0 | 0 | 0.3 | 45.2 | 2.4 | 0 | 16
Thu, 19.07. 07:00 | 19.9 | 0 | 19.9 | 42.7 | 1.1 | 1.1 | 0 | 0 | 0.7 | 48.5 | 2.1 | 0 | 17
Thu, 19.07. 08:00 | 21.8 | 0 | 21.8 | 44.7 | 1.9 | 1.9 | 0 | 0 | 1.5 | 52.2 | 2.1 | 0 | 18
Thu, 19.07. 09:00 | 23.2 | 0 | 23.2 | 46.3 | 2.9 | 2.9 | 0 | 0 | 1.8 | 47.1 | 1.9 | 0 | 18
Thu, 19.07. 10:00 | 22.2 | 0 | 22.2 | 45.6 | 4.5 | 4.5 | 0 | 0 | 1.6 | 36 | 1.7 | 0 | 19
Thu, 19.07. 11:00 | 24.7 | 0 | 24.7 | 48.1 | 5 | 5 | 0 | 0 | 1.6 | 40.2 | 1.7 | 0 | 19
Thu, 19.07. 12:00 | 25.5 | 0 | 25.5 | 49 | 6.9 | 6.9 | 0 | 0 | 1.5 | 45.6 | 1.8 | 0 | 20
Thu, 19.07. 13:00 | 22.9 | 0 | 22.9 | 46.5 | 6.7 | 6.7 | 0 | 0 | 1.2 | 51.9 | 1.7 | 0 | 20
Thu, 19.07. 14:00 | 20.1 | 0 | 20.1 | 43.9 | 5.2 | 5.2 | 0 | 0 | 1.2 | 59.9 | 1.5 | 0 | 19
Thu, 19.07. 15:00 | 21.4 | 0 | 21.4 | 45.1 | 5.8 | 5.8 | 0 | 0 | 1.2 | 83.3 | 1.6 | 0 | 19
Thu, 19.07. 16:00 | 19 | 0 | 19 | 42.5 | 8.4 | 8.4 | 0 | 0 | 1 | 107 | 1.8 | 0 | 21
Thu, 19.07. 17:00 | 21 | 0 | 21 | 44.1 | 8.5 | 8.5 | 0 | 0 | 0.6 | 134.1 | 2.2 | 0 | 21
Thu, 19.07. 18:00 | 19.3 | 0 | 19.3 | 42.3 | 7.7 | 7.7 | 0 | 0 | 0.3 | 132.1 | 2.2 | 0 | 21
Thu, 19.07. 19:00 | 20.7 | 0 | 20.7 | 43.3 | 6.1 | 6.1 | 0 | 0 | 0.3 | 127 | 2.6 | 0 | 20
Thu, 19.07. 20:00 | 20.3 | 0 | 20.3 | 42.8 | 4 | 4 | 0 | 0 | 0.2 | 102.1 | 2.5 | 0 | 19
Thu, 19.07. 21:00 | 20.3 | 0 | 20.3 | 42.8 | 2 | 2 | 0 | 0 | 0.2 | 95.1 | 2.5 | 0 | 17
Thu, 19.07. 22:00 | 10.2 | 0 | 10.2 | 33.8 | 1.5 | 1.5 | 0 | 0 | 0.2 | 77.3 | 1.3 | 0 | 16
Thu, 19.07. 23:00 | 6.8 | 0 | 6.8 | 30.9 | 1.3 | 1.3 | 0 | 0 | 0.2 | 72.4 | 0.9 | 0 | 16
Fri, 20.07. 00:00 | 4.6 | 0.3 | 4.3 | 28.9 | 2.6 | 2.6 | 0 | 0 | 0.2 | 37.5 | 0.7 | 0 | 16
Fri, 20.07. 01:00 | 5.9 | 3.7 | 2.2 | 30.7 | 1.8 | 1.8 | 0 | 0 | 0.2 | 18.5 | 0.4 | 0 | 14
Fri, 20.07. 02:00 | 4.3 | 3.7 | 0.6 | 29.1 | 1.4 | 1.4 | 0 | 0 | 0.2 | 10.2 | 0.2 | 0 | 14
Fri, 20.07. 03:00 | 7.9 | 7.3 | 0.6 | 32.8 | 1.2 | 1.2 | 0 | 0 | 0.2 | 8.9 | 0.2 | 0 | 13
Fri, 20.07. 04:00 | 10 | 7.7 | 2.3 | 34.8 | 1.2 | 1.2 | 0 | 0 | 0.2 | 11.9 | 0.4 | 0 | 13
Fri, 20.07. 05:00 | 8.1 | 1.1 | 7 | 32.2 | 1.3 | 1.3 | 0 | 0 | 0.2 | 23.3 | 0.9 | 0 | 16
Fri, 20.07. 06:00 | 20.4 | 1.6 | 18.8 | 43.1 | 1.8 | 1.8 | 0 | 0 | 0.2 | 41.3 | 2.3 | 0 | 18
Fri, 20.07. 07:00 | 24.3 | 1.8 | 22.5 | 46.6 | 5.4 | 5.4 | 0 | 0 | 0.8 | 54.8 | 2.8 | 0 | 20
Fri, 20.07. 08:00 | 24 | 1.5 | 22.5 | 46.7 | 6.4 | 6.4 | 0 | 0 | 1.5 | 53.8 | 2.5 | 0 | 20
Fri, 20.07. 09:00 | 23.9 | 1.4 | 22.5 | 47.1 | 6.6 | 6.6 | 0 | 0 | 1.7 | 45.7 | 2.2 | 0 | 19
Fri, 20.07. 10:00 | 23.7 | 1.2 | 22.5 | 47.2 | 5.7 | 5.7 | 0 | 0 | 1.6 | 36.3 | 1.8 | 0 | 18
Fri, 20.07. 11:00 | 29.1 | 1.3 | 27.8 | 52.5 | 9.1 | 9.1 | 0 | 0 | 1.8 | 45.1 | 2.2 | 0 | 19
Fri, 20.07. 12:00 | 28.3 | 1.2 | 27.1 | 51.6 | 12.7 | 12.7 | 0 | 0 | 1.5 | 48.3 | 2.4 | 0 | 21
Fri, 20.07. 13:00 | 25.1 | 1.1 | 24 | 48.5 | 13.8 | 13.8 | 0 | 0 | 1.3 | 54.1 | 2.3 | 0 | 22
Fri, 20.07. 14:00 | 21.4 | 1 | 20.4 | 45 | 13.4 | 13.4 | 0 | 0 | 1.2 | 61.2 | 2.2 | 0 | 22
Fri, 20.07. 15:00 | 22.2 | 1 | 21.2 | 45.8 | 14.4 | 14.4 | 0 | 0 | 1.2 | 82.5 | 2.3 | 0 | 22
Fri, 20.07. 16:00 | 20.5 | 0.9 | 19.6 | 43.9 | 15.6 | 15.6 | 0 | 0 | 1 | 110.2 | 2.6 | 0 | 23
Fri, 20.07. 17:00 | 19.9 | 0.8 | 19.1 | 43 | 13.8 | 13.8 | 0 | 0 | 0.6 | 120.8 | 2.6 | 0 | 23
Fri, 20.07. 18:00 | 20.6 | 0.9 | 19.7 | 43.6 | 12.8 | 12.8 | 0 | 0 | 0.4 | 134.9 | 2.7 | 0 | 22
Fri, 20.07. 19:00 | 23.1 | 1 | 22.1 | 45.5 | 13 | 13 | 0 | 0 | 0.3 | 136.2 | 3.3 | 0 | 22
Fri, 20.07. 20:00 | 21.5 | 1 | 20.5 | 43.9 | 11.1 | 11.1 | 0 | 0 | 0.2 | 103.2 | 3.1 | 0 | 22
Fri, 20.07. 21:00 | 20.6 | 1 | 19.6 | 42.9 | 10.5 | 10.5 | 0 | 0 | 0.2 | 92.3 | 3.1 | 0 | 22
Fri, 20.07. 22:00 | 10.6 | 0.4 | 10.2 | 34 | 9.7 | 9.7 | 0 | 0 | 0.2 | 77.3 | 2 | 0 | 22
Fri, 20.07. 23:00 | 6.6 | 0.3 | 6.3 | 30.4 | 7.6 | 7.6 | 0 | 0 | 0.2 | 67.7 | 1.4 | 0 | 21
Sat, 21.07. 00:00 | 4.2 | 0 | 4.2 | 28.3 | 8.8 | 8.8 | 0 | 0 | 0.2 | 49.2 | 1.2 | 0 | 21
Sat, 21.07. 01:00 | 2.7 | 0 | 2.7 | 27 | 9.1 | 9.1 | 0 | 0 | 0.2 | 32.2 | 1.1 | 0 | 21
Sat, 21.07. 02:00 | 1.5 | 0 | 1.5 | 25.9 | 7.9 | 7.9 | 0 | 0 | 0.2 | 20 | 0.8 | 0 | 21
Sat, 21.07. 03:00 | 0.6 | 0 | 0.6 | 25.1 | 8.6 | 8.6 | 0 | 0 | 0.2 | 11.2 | 0.8 | 0 | 22
Sat, 21.07. 04:00 | 1.3 | 0 | 1.3 | 25.8 | 8.9 | 8.9 | 0 | 0 | 0.2 | 10.9 | 0.9 | 0 | 22
Sat, 21.07. 05:00 | 1.4 | 0 | 1.4 | 25.9 | 6.8 | 6.8 | 0 | 0 | 0.2 | 11.3 | 0.7 | 0 | 21
Sat, 21.07. 06:00 | 2.2 | 0 | 2.2 | 26.6 | 7.4 | 7.4 | 0 | 0 | 0.2 | 12.2 | 0.8 | 0 | 21
Sat, 21.07. 07:00 | 5.3 | 0 | 5.3 | 29.4 | 9.8 | 9.8 | 0 | 0 | 0.3 | 14.4 | 1.3 | 0 | 22
Sat, 21.07. 08:00 | 11.8 | 0 | 11.8 | 35.1 | 11.7 | 11.7 | 0 | 0 | 0.4 | 19 | 2.3 | 0 | 23
Sat, 21.07. 09:00 | 22.7 | 0 | 22.7 | 44.8 | 15.8 | 15.8 | 0 | 0 | 0.5 | 25.8 | 4 | 0 | 24
Sat, 21.07. 10:00 | 26 | 0 | 26 | 47.8 | 18.8 | 18.8 | 0 | 0 | 0.5 | 46.9 | 4.6 | 0 | 25
Sat, 21.07. 11:00 | 30 | 0 | 30 | 51.6 | 21.4 | 21.4 | 0 | 0 | 0.5 | 59.8 | 5.1 | 0 | 25
Sat, 21.07. 12:00 | 25.3 | 0 | 25.3 | 47.6 | 20.3 | 20.3 | 0 | 0 | 0.4 | 71.5 | 4.4 | 0 | 25
Sat, 21.07. 13:00 | 23.9 | 0 | 23.9 | 46.5 | 20.2 | 20.2 | 0 | 0 | 0.4 | 85.1 | 3.8 | 0 | 24
Sat, 21.07. 14:00 | 23.2 | 0 | 23.2 | 46 | 22.5 | 22.5 | 0 | 0 | 0.4 | 86.4 | 4.1 | 0 | 25
Sat, 21.07. 15:00 | 21.8 | 0 | 21.8 | 44.6 | 24.4 | 24.4 | 0 | 0 | 0.4 | 83.5 | 4.3 | 0 | 26
Sat, 21.07. 16:00 | 21.7 | 0 | 21.7 | 44.6 | 25.1 | 25.1 | 0 | 0 | 0.3 | 85.9 | 4.4 | 0 | 26
Sat, 21.07. 17:00 | 20.6 | 0 | 20.6 | 43.3 | 23.6 | 23.6 | 0 | 0 | 0.3 | 84.1 | 4.3 | 0 | 26
Sat, 21.07. 18:00 | 18.9 | 0 | 18.9 | 41.4 | 23.2 | 23.2 | 0 | 0 | 0.2 | 86.8 | 4.4 | 0 | 26
Sat, 21.07. 19:00 | 19.2 | 0 | 19.2 | 41.7 | 20.8 | 20.8 | 0 | 0 | 0.2 | 87.7 | 4 | 0 | 24
Sat, 21.07. 20:00 | 16.6 | 0 | 16.6 | 39.2 | 17.4 | 17.4 | 0 | 0 | 0.2 | 73.3 | 3.4 | 0 | 23
Sat, 21.07. 21:00 | 12.1 | 0 | 12.1 | 35.2 | 11.9 | 11.9 | 0 | 0 | 0.2 | 64.4 | 2.4 | 0 | 21
Sat, 21.07. 22:00 | 9.2 | 0 | 9.2 | 32.6 | 9 | 9 | 0 | 0 | 0.2 | 59.2 | 1.8 | 0 | 20
Sat, 21.07. 23:00 | 6.2 | 0 | 6.2 | 30 | 6.3 | 6.3 | 0 | 0 | 0.2 | 57.2 | 1.3 | 0 | 19
Sun, 22.07. 00:00 | 4.9 | 0 | 4.9 | 29 | 6 | 6 | 0 | 0 | 0.2 | 69.6 | 1.1 | 0 | 19
Sun, 22.07. 01:00 | 2.8 | 0 | 2.8 | 27 | 6.8 | 6.8 | 0 | 0 | 0.2 | 57.9 | 0.9 | 0 | 20
Sun, 22.07. 02:00 | 1.5 | 0 | 1.5 | 25.9 | 5.7 | 5.7 | 0 | 0 | 0.2 | 37.8 | 0.7 | 0 | 20
Sun, 22.07. 03:00 | 0.6 | 0 | 0.6 | 25.1 | 5.6 | 5.6 | 0 | 0 | 0.2 | 19 | 0.5 | 0 | 20
Sun, 22.07. 04:00 | 1.4 | 0 | 1.4 | 25.8 | 5 | 5 | 0 | 0 | 0.2 | 10.9 | 0.6 | 0 | 20
Sun, 22.07. 05:00 | 1.5 | 0 | 1.5 | 26 | 5.3 | 5.3 | 0 | 0 | 0.2 | 9.6 | 0.6 | 0 | 20
Sun, 22.07. 06:00 | 2.2 | 0 | 2.2 | 26.6 | 5.5 | 5.5 | 0 | 0 | 0.2 | 10.2 | 0.7 | 0 | 20
Sun, 22.07. 07:00 | 4.7 | 0 | 4.7 | 28.8 | 5.8 | 5.8 | 0 | 0 | 0.2 | 11.2 | 1 | 0 | 20
Sun, 22.07. 08:00 | 11.2 | 0 | 11.2 | 34.5 | 6.4 | 6.4 | 0 | 0 | 0.2 | 11.1 | 1.8 | 0 | 20
Sun, 22.07. 09:00 | 20.9 | 0 | 20.9 | 43 | 9.4 | 9.4 | 0 | 0 | 0.2 | 12.8 | 3.2 | 0 | 21
Sun, 22.07. 10:00 | 21.7 | 0 | 21.7 | 43.6 | 13.1 | 13.1 | 0 | 0 | 0.2 | 14.6 | 3.7 | 0 | 23
Sun, 22.07. 11:00 | 22.2 | 0 | 22.2 | 44.1 | 15.4 | 15.4 | 0 | 0 | 0.2 | 20.8 | 4 | 0 | 24
Sun, 22.07. 12:00 | 20 | 0 | 20 | 42.1 | 18 | 18 | 0 | 0 | 0.2 | 29.8 | 4.2 | 0 | 25
Sun, 22.07. 13:00 | 16.9 | 0 | 16.9 | 39.4 | 20.4 | 20.4 | 0 | 0 | 0.2 | 41.5 | 4.2 | 0 | 26
Sun, 22.07. 14:00 | 15 | 0 | 15 | 37.7 | 19.2 | 19.2 | 0 | 0 | 0.2 | 58.1 | 3.7 | 0 | 25
Sun, 22.07. 15:00 | 13.6 | 0 | 13.6 | 36.5 | 19.8 | 19.8 | 0 | 0 | 0.2 | 56.6 | 3.6 | 0 | 25
Sun, 22.07. 16:00 | 12.2 | 0 | 12.2 | 35.2 | 18.4 | 18.4 | 0 | 0 | 0.2 | 59.2 | 3.3 | 0 | 25
Sun, 22.07. 17:00 | 14.6 | 0 | 14.6 | 37.4 | 17 | 17 | 0 | 0 | 0.2 | 71.1 | 3.1 | 0 | 23
Sun, 22.07. 18:00 | 15 | 0 | 15 | 37.8 | 14.4 | 14.4 | 0 | 0 | 0.2 | 84.1 | 2.9 | 0 | 22
Sun, 22.07. 19:00 | 16 | 0 | 16 | 38.7 | 12.8 | 12.8 | 0 | 0 | 0.2 | 90.5 | 2.9 | 0 | 21
Sun, 22.07. 20:00 | 15.3 | 0 | 15.3 | 38 | 10.7 | 10.7 | 0 | 0 | 0.2 | 84.4 | 2.7 | 0 | 20
Sun, 22.07. 21:00 | 12.6 | 0 | 12.6 | 35.8 | 6.2 | 6.2 | 0 | 0 | 0.2 | 69.8 | 2 | 0 | 18
Sun, 22.07. 22:00 | 9.6 | 0 | 9.6 | 33.1 | 5.2 | 5.2 | 0 | 0 | 0.2 | 57.4 | 1.6 | 0 | 18
Sun, 22.07. 23:00 | 6.4 | 0 | 6.4 | 30.3 | 4 | 4 | 0 | 0 | 0.2 | 47.3 | 1.1 | 0 | 17
Mon, 23.07. 00:00 | 4 | 0 | 4 | 28.1 | 3.8 | 3.8 | 0 | 0 | 0.2 | 34.9 | 0.8 | 0 | 19
Mon, 23.07. 01:00 | 2.2 | 0 | 2.2 | 26.6 | 2 | 2 | 0 | 0 | 0.2 | 17.9 | 0.4 | 0 | 18
Mon, 23.07. 02:00 | 0.6 | 0 | 0.6 | 25.2 | 1.4 | 1.4 | 0 | 0 | 0.2 | 9.6 | 0.2 | 0 | 17
Mon, 23.07. 03:00 | 0.6 | 0 | 0.6 | 25.3 | 1.2 | 1.2 | 0 | 0 | 0.2 | 9 | 0.2 | 0 | 16
Mon, 23.07. 04:00 | 2.3 | 0 | 2.3 | 26.8 | 0.9 | 0.9 | 0 | 0 | 0.2 | 11.8 | 0.3 | 0 | 15
Mon, 23.07. 05:00 | 6.9 | 0 | 6.9 | 30.9 | 1.1 | 1.1 | 0 | 0 | 0.2 | 22.9 | 0.9 | 0 | 16
Mon, 23.07. 06:00 | 21.6 | 0 | 21.6 | 43.9 | 1.5 | 1.5 | 0 | 0 | 0.3 | 47.3 | 2.5 | 0 | 17
Mon, 23.07. 07:00 | 21.5 | 0 | 21.5 | 43.8 | 1.9 | 1.9 | 0 | 0 | 0.8 | 52.2 | 2.4 | 0 | 18
Mon, 23.07. 08:00 | 20.8 | 0 | 20.8 | 43.5 | 4 | 4 | 0 | 0 | 1.4 | 49.6 | 2.2 | 0 | 19
Mon, 23.07. 09:00 | 22.1 | 0 | 22.1 | 45.1 | 7.2 | 7.2 | 0 | 0 | 1.7 | 44.8 | 2.2 | 0 | 20
Mon, 23.07. 10:00 | 23.5 | 0 | 23.5 | 46.5 | 9.5 | 9.5 | 0 | 0 | 1.7 | 37.8 | 2.2 | 0 | 21
Mon, 23.07. 11:00 | 26.8 | 0 | 26.8 | 49.9 | 12.3 | 12.3 | 0 | 0 | 1.7 | 43.5 | 2.4 | 0 | 22
Mon, 23.07. 12:00 | 24.2 | 0 | 24.2 | 47.5 | 10.1 | 10.1 | 0 | 0 | 1.4 | 43.2 | 2 | 0 | 21
Mon, 23.07. 13:00 | 22.6 | 0 | 22.6 | 46 | 10.2 | 10.2 | 0 | 0 | 1.2 | 50.8 | 1.9 | 0 | 21
Mon, 23.07. 14:00 | 22.6 | 0 | 22.6 | 45.9 | 14.9 | 14.9 | 0 | 0 | 1.3 | 67.6 | 2.5 | 0 | 23
Mon, 23.07. 15:00 | 20 | 0 | 20 | 43.4 | 12.2 | 12.2 | 0 | 0 | 1.1 | 77.7 | 2.1 | 0 | 22
Mon, 23.07. 16:00 | 20.1 | 0 | 20.1 | 43.3 | 12.9 | 12.9 | 0 | 0 | 1 | 112.4 | 2.3 | 0 | 22
Mon, 23.07. 17:00 | 22.4 | 0 | 22.4 | 45.2 | 13.1 | 13.1 | 0 | 0 | 0.6 | 142 | 2.7 | 0 | 22
Mon, 23.07. 18:00 | 19.3 | 0 | 19.3 | 42.2 | 11.2 | 11.2 | 0 | 0 | 0.3 | 132.1 | 2.5 | 0 | 22
Mon, 23.07. 19:00 | 21.6 | 0 | 21.6 | 43.8 | 9.9 | 9.9 | 0 | 0 | 0.3 | 132.2 | 3 | 0 | 21
Mon, 23.07. 20:00 | 21.4 | 0 | 21.4 | 43.7 | 4.5 | 4.5 | 0 | 0 | 0.2 | 107.4 | 2.7 | 0 | 18
Mon, 23.07. 21:00 | 19.4 | 0 | 19.4 | 41.9 | 3.3 | 3.3 | 0 | 0 | 0.2 | 91.4 | 2.5 | 0 | 17
Mon, 23.07. 22:00 | 10.2 | 0 | 10.2 | 33.7 | 2.6 | 2.6 | 0 | 0 | 0.2 | 77.3 | 1.4 | 0 | 16
Mon, 23.07. 23:00 | 6 | 0 | 6 | 30.1 | 1.8 | 1.8 | 0 | 0 | 0.2 | 65.7 | 0.9 | 0 | 15
Tue, 24.07. 00:00 | 4.2 | 0 | 4.2 | 28.5 | 4.2 | 4.2 | 0 | 0 | 0.2 | 37.1 | 0.9 | 0 | 15
Tue, 24.07. 01:00 | 2.3 | 0 | 2.3 | 26.7 | 3.4 | 3.4 | 0 | 0 | 0.2 | 19.6 | 0.6 | 0 | 15
Tue, 24.07. 02:00 | 0.7 | 0 | 0.7 | 25.4 | 2.6 | 2.6 | 0 | 0 | 0.2 | 11 | 0.3 | 0 | 15
Tue, 24.07. 03:00 | 0.6 | 0 | 0.6 | 25.3 | 2.2 | 2.2 | 0 | 0 | 0.2 | 9.3 | 0.3 | 0 | 15
Tue, 24.07. 04:00 | 2.4 | 0 | 2.4 | 26.8 | 2.4 | 2.4 | 0 | 0 | 0.2 | 12.8 | 0.5 | 0 | 16
Tue, 24.07. 05:00 | 6.8 | 0 | 6.8 | 30.8 | 2.2 | 2.2 | 0 | 0 | 0.2 | 22.6 | 0.9 | 0 | 16
Tue, 24.07. 06:00 | 18.7 | 0 | 18.7 | 41.2 | 2.7 | 2.7 | 0 | 0 | 0.2 | 40.9 | 2.3 | 0 | 18
Tue, 24.07. 07:00 | 21.5 | 0 | 21.5 | 43.7 | 6.2 | 6.2 | 0 | 0 | 0.8 | 52.2 | 2.7 | 0 | 20
Tue, 24.07. 08:00 | 22.3 | 0 | 22.3 | 44.7 | 11.1 | 11.1 | 0 | 0 | 1.5 | 53.3 | 2.9 | 0 | 22
Tue, 24.07. 09:00 | 22.6 | 0 | 22.6 | 45.3 | 17.2 | 17.2 | 0 | 0 | 1.7 | 45.7 | 3.3 | 0 | 24
Tue, 24.07. 10:00 | 23.7 | 0 | 23.7 | 46.5 | 20.3 | 20.3 | 0 | 0 | 1.7 | 38.2 | 3.6 | 0 | 25
Tue, 24.07. 11:00 | 26.8 | 0 | 26.8 | 49.6 | 24.4 | 24.4 | 0 | 0 | 1.7 | 43.5 | 4.2 | 0 | 26
Tue, 24.07. 12:00 | 25.1 | 0 | 25.1 | 48.1 | 23.8 | 23.8 | 0 | 0 | 1.4 | 44.6 | 4 | 0 | 26
Tue, 24.07. 13:00 | 27.2 | 0 | 27.2 | 50 | 29.8 | 29.8 | 0 | 0 | 1.5 | 61.2 | 5 | 0 | 27
Tue, 24.07. 14:00 | 21.6 | 0 | 21.6 | 44.6 | 25.5 | 25.5 | 0 | 0 | 1.3 | 64.4 | 4.1 | 0 | 26
Tue, 24.07. 15:00 | 21.1 | 0 | 21.1 | 44.1 | 27.3 | 27.3 | 0 | 0 | 1.2 | 81.7 | 4.5 | 0 | 27
Tue, 24.07. 16:00 | 18.9 | 0 | 18.9 | 41.9 | 25.8 | 25.8 | 0 | 0 | 0.9 | 105.9 | 4.3 | 0 | 27
Tue, 24.07. 17:00 | 21.9 | 0 | 21.9 | 44.6 | 25.9 | 25.9 | 0 | 0 | 0.6 | 139.4 | 4.6 | 0 | 26
Tue, 24.07. 18:00 | 21.8 | 0 | 21.8 | 44.3 | 23.9 | 23.9 | 0 | 0 | 0.4 | 148.9 | 4.4 | 0 | 25
Tue, 24.07. 19:00 | 20.5 | 0 | 20.5 | 42.7 | 19.1 | 19.1 | 0 | 0 | 0.3 | 125.7 | 4 | 0 | 24
Tue, 24.07. 20:00 | 21.2 | 0 | 21.2 | 43.2 | 16.8 | 16.8 | 0 | 0 | 0.2 | 106.4 | 3.8 | 0 | 23
Tue, 24.07. 21:00 | 19.9 | 0 | 19.9 | 42.1 | 10.5 | 10.5 | 0 | 0 | 0.2 | 93.2 | 3.1 | 0 | 20
Tue, 24.07. 22:00 | 9.8 | 0 | 9.8 | 33.2 | 7.2 | 7.2 | 0 | 0 | 0.2 | 73.4 | 1.8 | 0 | 19
Tue, 24.07. 23:00 | 6.3 | 0 | 6.3 | 30.2 | 6.4 | 6.4 | 0 | 0 | 0.2 | 67.7 | 1.3 | 0 | 19
Wed, 25.07. 00:00 | 4.2 | 0.3 | 3.9 | 28.4 | 2.4 | 2.4 | 0 | 0 | 0.2 | 33.8 | 0.7 | 0 | 19
Wed, 25.07. 01:00 | 2.5 | 0.3 | 2.2 | 26.8 | 2.4 | 2.4 | 0 | 0 | 0.2 | 17.7 | 0.5 | 0 | 19
Wed, 25.07. 02:00 | 1 | 0.4 | 0.6 | 25.4 | 2.4 | 2.4 | 0 | 0 | 0.2 | 10.2 | 0.3 | 0 | 19
Wed, 25.07. 03:00 | 1.1 | 0.5 | 0.6 | 25.5 | 2.3 | 2.3 | 0 | 0 | 0.2 | 8.8 | 0.3 | 0 | 19
Wed, 25.07. 04:00 | 3.5 | 1 | 2.5 | 27.8 | 2.6 | 2.6 | 0 | 0 | 0.2 | 13.1 | 0.5 | 0 | 19
Wed, 25.07. 05:00 | 8.3 | 1.8 | 6.5 | 32.1 | 2.2 | 2.2 | 0 | 0 | 0.2 | 21.7 | 0.9 | 0 | 19
Wed, 25.07. 06:00 | 21.8 | 2.7 | 19.1 | 44.2 | 3.8 | 3.8 | 0 | 0 | 0.2 | 41.8 | 2.5 | 0 | 20
Wed, 25.07. 07:00 | 25.5 | 2.9 | 22.6 | 47.8 | 2.6 | 2.6 | 0 | 0 | 0.8 | 54.8 | 2.5 | 0 | 19
Wed, 25.07. 08:00 | 24.8 | 2.5 | 22.3 | 47.5 | 1.3 | 1.3 | 0 | 0 | 1.5 | 53.3 | 2.1 | 0 | 18
Wed, 25.07. 09:00 | 24.1 | 2.2 | 21.9 | 47.2 | 1.8 | 1.8 | 0 | 0 | 1.7 | 44.4 | 1.7 | 0 | 18
Wed, 25.07. 10:00 | 23.8 | 2 | 21.8 | 47.3 | 1.5 | 1.5 | 0 | 0 | 1.6 | 35.2 | 1.5 | 0 | 16
Wed, 25.07. 11:00 | 26.6 | 1.9 | 24.7 | 50.1 | 1.9 | 1.9 | 0 | 0 | 1.6 | 40.2 | 1.4 | 0 | 17
Wed, 25.07. 12:00 | 25.5 | 1.7 | 23.8 | 49.1 | 1.8 | 1.8 | 0 | 0 | 1.4 | 42.3 | 1.3 | 0 | 16
Wed, 25.07. 13:00 | 26 | 1.8 | 24.2 | 49.6 | 1.8 | 1.8 | 0 | 0 | 1.3 | 54.7 | 1.3 | 0 | 15
Wed, 25.07. 14:00 | 23.1 | 1.7 | 21.4 | 46.8 | 1.8 | 1.8 | 0 | 0 | 1.3 | 63.7 | 1.2 | 0 | 15
Wed, 25.07. 15:00 | 24.9 | 5 | 19.9 | 48.8 | 1.7 | 1.7 | 0 | 0 | 1.1 | 76.9 | 1.2 | 0 | 14
Wed, 25.07. 16:00 | 22.9 | 4.8 | 18.1 | 46.7 | 1.6 | 1.6 | 0 | 0 | 0.9 | 101.5 | 1.2 | 0 | 14
Wed, 25.07. 17:00 | 22.2 | 1.5 | 20.7 | 45.5 | 1.7 | 1.7 | 0 | 0 | 0.6 | 131.4 | 1.6 | 0 | 15
Wed, 25.07. 18:00 | 26.3 | 5.3 | 21 | 49.4 | 1.5 | 1.5 | 0 | 0 | 0.4 | 143.3 | 1.8 | 0 | 14
Wed, 25.07. 19:00 | 27.2 | 5.4 | 21.8 | 49.8 | 1.3 | 1.3 | 0 | 0 | 0.3 | 133.6 | 2.3 | 0 | 14
Wed, 25.07. 20:00 | 26 | 5.2 | 20.8 | 48.6 | 1 | 1 | 0 | 0 | 0.2 | 104.2 | 2.3 | 0 | 14
Wed, 25.07. 21:00 | 26 | 8.1 | 17.9 | 48.8 | 0.7 | 0.7 | 0 | 0 | 0.2 | 84.1 | 2.1 | 0 | 13
Wed, 25.07. 22:00 | 15.6 | 4.5 | 11.1 | 39.2 | 0.7 | 0.7 | 0 | 0 | 0.2 | 83.5 | 1.4 | 0 | 14
Wed, 25.07. 23:00 | 14.2 | 7.8 | 6.4 | 38.4 | 0.5 | 0.5 | 0 | 0 | 0.2 | 68.4 | 0.8 | 0 | 13
Thu, 26.07. 00:00 | 14.9 | 11 | 3.9 | 39.5 | 0.8 | 0.8 | 0 | 0 | 0.2 | 33.8 | 0.5 | 0 | 12
Thu, 26.07. 01:00 | 19.8 | 17.5 | 2.3 | 44.6 | 0.7 | 0.7 | 0 | 0 | 0.2 | 19.2 | 0.3 | 0 | 11
Thu, 26.07. 02:00 | 22.1 | 21.5 | 0.6 | 47.1 | 0.5 | 0.5 | 0 | 0 | 0.2 | 10.2 | 0.1 | 0 | 10
Thu, 26.07. 03:00 | 24.6 | 23.9 | 0.7 | 49.7 | 0.5 | 0.5 | 0 | 0 | 0.2 | 9.7 | 0.1 | 0 | 10
Thu, 26.07. 04:00 | 26.4 | 24 | 2.4 | 51.2 | 0.5 | 0.5 | 0 | 0 | 0.2 | 12.1 | 0.3 | 0 | 10
Thu, 26.07. 05:00 | 24.5 | 17.2 | 7.3 | 48.7 | 0.5 | 0.5 | 0 | 0 | 0.2 | 24.2 | 0.8 | 0 | 12
Thu, 26.07. 06:00 | 35.3 | 15.6 | 19.7 | 58 | 0.5 | 0.5 | 0 | 0 | 0.3 | 43 | 2.3 | 0 | 13
Thu, 26.07. 07:00 | 30.1 | 8.6 | 21.5 | 52.8 | 0.6 | 0.6 | 0 | 0 | 0.8 | 52.2 | 2.3 | 0 | 15
Thu, 26.07. 08:00 | 30.2 | 8 | 22.2 | 53 | 1.5 | 1.5 | 0 | 0 | 1.5 | 52.7 | 2.1 | 0 | 17
Thu, 26.07. 09:00 | 30.2 | 7.4 | 22.8 | 53.2 | 4.1 | 4.1 | 0 | 0 | 1.7 | 46.2 | 2 | 0 | 19
Thu, 26.07. 10:00 | 29 | 6.4 | 22.6 | 52.3 | 4.2 | 4.2 | 0 | 0 | 1.6 | 36.3 | 1.7 | 0 | 19
Thu, 26.07. 11:00 | 32.9 | 6.5 | 26.4 | 56.1 | 7.9 | 7.9 | 0 | 0 | 1.7 | 42.7 | 2 | 0 | 21
Thu, 26.07. 12:00 | 33.6 | 6.2 | 27.4 | 56.9 | 8.4 | 8.4 | 0 | 0 | 1.6 | 48.8 | 2 | 0 | 21
Thu, 26.07. 13:00 | 30.5 | 5.7 | 24.8 | 53.8 | 9.8 | 9.8 | 0 | 0 | 1.4 | 55.8 | 2 | 0 | 22
Thu, 26.07. 14:00 | 28.5 | 5.8 | 22.7 | 51.9 | 8.6 | 8.6 | 0 | 0 | 1.4 | 67.6 | 1.9 | 0 | 21
Thu, 26.07. 15:00 | 25.5 | 5.3 | 20.2 | 49 | 7.9 | 7.9 | 0 | 0 | 1.1 | 78.5 | 1.7 | 0 | 21
Thu, 26.07. 16:00 | 21.8 | 4.4 | 17.4 | 45.4 | 5.8 | 5.8 | 0 | 0 | 0.9 | 97.1 | 1.5 | 0 | 20
Thu, 26.07. 17:00 | 24.9 | 4.7 | 20.2 | 48.3 | 2.9 | 2.9 | 0 | 0 | 0.6 | 128.8 | 1.7 | 0 | 16
Thu, 26.07. 18:00 | 24.3 | 4.8 | 19.5 | 47.5 | 2.7 | 2.7 | 0 | 0 | 0.4 | 133.6 | 1.8 | 0 | 16
Thu, 26.07. 19:00 | 27.5 | 5.4 | 22.1 | 50 | 2.6 | 2.6 | 0 | 0 | 0.3 | 134.9 | 2.5 | 0 | 16
Thu, 26.07. 20:00 | 26.8 | 5.2 | 21.6 | 49.4 | 2.1 | 2.1 | 0 | 0 | 0.2 | 108.5 | 2.5 | 0 | 16
Thu, 26.07. 21:00 | 25.1 | 5 | 20.1 | 47.6 | 1.7 | 1.7 | 0 | 0 | 0.2 | 94.1 | 2.4 | 0 | 16
Thu, 26.07. 22:00 | 11.8 | 1.6 | 10.2 | 35.6 | 1.2 | 1.2 | 0 | 0 | 0.2 | 77.3 | 1.3 | 0 | 15
Thu, 26.07. 23:00 | 11.5 | 5 | 6.5 | 35.7 | 0.9 | 0.9 | 0 | 0 | 0.2 | 69.7 | 0.9 | 0 | 14
Fri, 27.07. 00:00 | 7.6 | 3.5 | 4.1 | 32.1 | 0.7 | 0.7 | 0 | 0 | 0.2 | 35.7 | 0.6 | 0 | 14
Fri, 27.07. 01:00 | 2.3 | 0 | 2.3 | 26.9 | 0.5 | 0.5 | 0 | 0 | 0.2 | 19 | 0.3 | 0 | 15
Fri, 27.07. 02:00 | 0.7 | 0 | 0.7 | 25.5 | 0.4 | 0.4 | 0 | 0 | 0.2 | 11 | 0.1 | 0 | 15
Fri, 27.07. 03:00 | 0.6 | 0 | 0.6 | 25.4 | 0.4 | 0.4 | 0 | 0 | 0.2 | 8.8 | 0.1 | 0 | 15
Fri, 27.07. 04:00 | 2.4 | 0.1 | 2.3 | 27 | 0.3 | 0.3 | 0 | 0 | 0.2 | 11.4 | 0.3 | 0 | 15
Fri, 27.07. 05:00 | 7.2 | 0.2 | 7 | 31.3 | 0.4 | 0.4 | 0 | 0 | 0.2 | 23.3 | 0.8 | 0 | 15
Fri, 27.07. 06:00 | 20 | 0.3 | 19.7 | 42.6 | 0.6 | 0.6 | 0 | 0 | 0.3 | 43 | 2.3 | 0 | 16
Fri, 27.07. 07:00 | 22.4 | 0.3 | 22.1 | 45 | 1 | 1 | 0 | 0 | 0.8 | 53.8 | 2.4 | 0 | 17
Fri, 27.07. 08:00 | 22.7 | 0.3 | 22.4 | 45.6 | 1.3 | 1.3 | 0 | 0 | 1.5 | 53.3 | 2.1 | 0 | 17
Fri, 27.07. 09:00 | 24.2 | 0.3 | 23.9 | 47.4 | 1.9 | 1.9 | 0 | 0 | 1.8 | 48.4 | 1.9 | 0 | 16
Fri, 27.07. 10:00 | 23.5 | 0.2 | 23.3 | 47 | 2.2 | 2.2 | 0 | 0 | 1.7 | 37.4 | 1.6 | 0 | 17
Fri, 27.07. 11:00 | 26 | 0.2 | 25.8 | 49.6 | 2.5 | 2.5 | 0 | 0 | 1.7 | 41.9 | 1.5 | 0 | 17
Fri, 27.07. 12:00 | 25.8 | 0.2 | 25.6 | 49.5 | 2.7 | 2.7 | 0 | 0 | 1.5 | 45.6 | 1.5 | 0 | 17
Fri, 27.07. 13:00 | 23.2 | 0.2 | 23 | 46.8 | 5.7 | 5.7 | 0 | 0 | 1.3 | 51.9 | 1.6 | 0 | 20
Fri, 27.07. 14:00 | 22.2 | 0.2 | 22 | 45.8 | 6.2 | 6.2 | 0 | 0 | 1.3 | 65.7 | 1.6 | 0 | 20
Fri, 27.07. 15:00 | 19.4 | 0.2 | 19.2 | 43 | 7 | 7 | 0 | 0 | 1.1 | 74.5 | 1.6 | 0 | 21
Fri, 27.07. 16:00 | 18.8 | 0.2 | 18.6 | 42.3 | 7.2 | 7.2 | 0 | 0 | 0.9 | 103.7 | 1.7 | 0 | 21
Fri, 27.07. 17:00 | 20.3 | 0.2 | 20.1 | 43.4 | 7.1 | 7.1 | 0 | 0 | 0.6 | 127.4 | 2 | 0 | 21
Fri, 27.07. 18:00 | 20.6 | 0.2 | 20.4 | 43.6 | 4.2 | 4.2 | 0 | 0 | 0.4 | 139.1 | 2 | 0 | 19
Fri, 27.07. 19:00 | 21 | 0.2 | 20.8 | 43.6 | 2.2 | 2.2 | 0 | 0 | 0.3 | 127 | 2.3 | 0 | 17
Fri, 27.07. 20:00 | 22.3 | 0.2 | 22.1 | 44.7 | 1.9 | 1.9 | 0 | 0 | 0.2 | 110.7 | 2.5 | 0 | 17
Fri, 27.07. 21:00 | 19.7 | 0.2 | 19.5 | 42.3 | 1.5 | 1.5 | 0 | 0 | 0.2 | 91.4 | 2.3 | 0 | 17
Fri, 27.07. 22:00 | 10.1 | 0 | 10.1 | 33.8 | 1.1 | 1.1 | 0 | 0 | 0.2 | 75.8 | 1.3 | 0 | 16
Fri, 27.07. 23:00 | 6.4 | 0 | 6.4 | 30.6 | 0.7 | 0.7 | 0 | 0 | 0.2 | 68.4 | 0.8 | 0 | 15
Sat, 28.07. 00:00 | 8.5 | 4 | 4.5 | 33 | 0.1 | 0.1 | 0 | 0 | 0.2 | 52.5 | 0.5 | 0 | 14
Sat, 28.07. 01:00 | 10.3 | 7.6 | 2.7 | 35 | 0.1 | 0.1 | 0 | 0 | 0.2 | 30.6 | 0.3 | 0 | 13
Sat, 28.07. 02:00 | 9.1 | 7.6 | 1.5 | 34 | 0.1 | 0.1 | 0 | 0 | 0.2 | 19.6 | 0.2 | 0 | 13
Sat, 28.07. 03:00 | 8.9 | 8.2 | 0.7 | 33.9 | 0.1 | 0.1 | 0 | 0 | 0.2 | 12.3 | 0.1 | 0 | 13
Sat, 28.07. 04:00 | 10 | 8.6 | 1.4 | 34.9 | 0.1 | 0.1 | 0 | 0 | 0.2 | 11.3 | 0.2 | 0 | 13
Sat, 28.07. 05:00 | 4.3 | 2.8 | 1.5 | 29.2 | 0.1 | 0.1 | 0 | 0 | 0.2 | 12.7 | 0.2 | 0 | 15
Sat, 28.07. 06:00 | 9.2 | 7.1 | 2.1 | 33.9 | 0.1 | 0.1 | 0 | 0 | 0.2 | 11.2 | 0.2 | 0 | 14
Sat, 28.07. 07:00 | 9.2 | 4.1 | 5.1 | 33.7 | 0.1 | 0.1 | 0 | 0 | 0.3 | 13.9 | 0.5 | 0 | 15
Sat, 28.07. 08:00 | 15.2 | 3.5 | 11.7 | 39 | 0.3 | 0.3 | 0 | 0 | 0.4 | 18.8 | 1.3 | 0 | 16
Sat, 28.07. 09:00 | 27.3 | 3.4 | 23.9 | 49.6 | 0.6 | 0.6 | 0 | 0 | 0.5 | 27 | 2.6 | 0 | 17
Sat, 28.07. 10:00 | 27.9 | 2.9 | 25 | 50.3 | 0.5 | 0.5 | 0 | 0 | 0.5 | 45 | 2.5 | 0 | 17
Sat, 28.07. 11:00 | 35.4 | 6.5 | 28.9 | 57.8 | 0.1 | 0.1 | 0 | 0 | 0.5 | 57.5 | 2.7 | 0 | 14
Sat, 28.07. 12:00 | 29.9 | 2.6 | 27.3 | 52.6 | 0.3 | 0.3 | 0 | 0 | 0.4 | 76.9 | 2.4 | 0 | 16
Sat, 28.07. 13:00 | 28.7 | 2.7 | 26 | 51.6 | 0.6 | 0.6 | 0 | 0 | 0.4 | 92.1 | 2 | 0 | 17
Sat, 28.07. 14:00 | 25.1 | 2.4 | 22.7 | 48.4 | 0.7 | 0.7 | 0 | 0 | 0.4 | 83.8 | 1.7 | 0 | 18
Sat, 28.07. 15:00 | 24.3 | 2.5 | 21.8 | 47.8 | 0.6 | 0.6 | 0 | 0 | 0.4 | 83.5 | 1.5 | 0 | 17
Sat, 28.07. 16:00 | 21.1 | 2.2 | 18.9 | 44.7 | 0.7 | 0.7 | 0 | 0 | 0.3 | 74.5 | 1.3 | 0 | 18
Sat, 28.07. 17:00 | 23.4 | 2.4 | 21 | 46.8 | 0.8 | 0.8 | 0 | 0 | 0.3 | 85.8 | 1.7 | 0 | 18
Sat, 28.07. 18:00 | 21.9 | 2.6 | 19.3 | 45 | 0.8 | 0.8 | 0 | 0 | 0.2 | 88.6 | 1.8 | 0 | 18
Sat, 28.07. 19:00 | 20.8 | 2.6 | 18.2 | 44 | 0.3 | 0.3 | 0 | 0 | 0.2 | 82.8 | 1.9 | 0 | 16
Sat, 28.07. 20:00 | 19.6 | 2.8 | 16.8 | 42.8 | 0.1 | 0.1 | 0 | 0 | 0.2 | 74 | 1.8 | 0 | 15
Sat, 28.07. 21:00 | 18.2 | 6 | 12.2 | 41.9 | 0.1 | 0.1 | 0 | 0 | 0.2 | 64.4 | 1.4 | 0 | 14
Sat, 28.07. 22:00 | 18.2 | 8.3 | 9.9 | 42.1 | 0.1 | 0.1 | 0 | 0 | 0.2 | 64.2 | 1.2 | 0 | 13
Sat, 28.07. 23:00 | 14 | 7.6 | 6.4 | 38.3 | 0.1 | 0.1 | 0 | 0 | 0.2 | 58.4 | 0.8 | 0 | 13
Sun, 29.07. 00:00 | 12.4 | 7.9 | 4.5 | 37.1 | 0 | 0 | 0 | 0 | 0.2 | 64.4 | 0.5 | 0 | 13
Sun, 29.07. 01:00 | 11 | 8.3 | 2.7 | 35.9 | 0 | 0 | 0 | 0 | 0.2 | 56.3 | 0.3 | 0 | 13
Sun, 29.07. 02:00 | 9.6 | 8.1 | 1.5 | 34.6 | 0 | 0 | 0 | 0 | 0.2 | 37.8 | 0.2 | 0 | 13
Sun, 29.07. 03:00 | 9.1 | 8.5 | 0.6 | 34.3 | 0 | 0 | 0 | 0 | 0.2 | 19.4 | 0.1 | 0 | 13
Sun, 29.07. 04:00 | 10.1 | 8.6 | 1.5 | 35.1 | 0 | 0 | 0 | 0 | 0.2 | 11.2 | 0.2 | 0 | 13
Sun, 29.07. 05:00 | 12.4 | 10.9 | 1.5 | 37.4 | 0 | 0 | 0 | 0 | 0.2 | 9.2 | 0.2 | 0 | 13
Sun, 29.07. 06:00 | 11.7 | 9.6 | 2.1 | 36.6 | 0 | 0 | 0 | 0 | 0.2 | 9.5 | 0.2 | 0 | 14
Sun, 29.07. 07:00 | 10 | 5.8 | 4.2 | 34.7 | 0 | 0 | 0 | 0 | 0.2 | 10 | 0.5 | 0 | 15
Sun, 29.07. 08:00 | 16 | 5.3 | 10.7 | 39.8 | 0.2 | 0.2 | 0 | 0 | 0.2 | 10.5 | 1.2 | 0 | 16
Sun, 29.07. 09:00 | 26.9 | 5.2 | 21.7 | 49.4 | 0.2 | 0.2 | 0 | 0 | 0.2 | 13.3 | 2.5 | 0 | 16
Sun, 29.07. 10:00 | 28.1 | 4.8 | 23.3 | 50.4 | 0.7 | 0.7 | 0 | 0 | 0.2 | 15.6 | 2.7 | 0 | 18
Sun, 29.07. 11:00 | 27.6 | 4.4 | 23.2 | 50.1 | 0 | 0 | 0 | 0 | 0.2 | 21.6 | 2.6 | 0 | 15
Sun, 29.07. 12:00 | 29.2 | 7.8 | 21.4 | 52 | 0 | 0 | 0 | 0 | 0.2 | 31.7 | 2.4 | 0 | 14
Sun, 29.07. 13:00 | 20.1 | 3.8 | 16.3 | 43.3 | 0.2 | 0.2 | 0 | 0 | 0.2 | 39.8 | 1.8 | 0 | 16
Sun, 29.07. 14:00 | 19.1 | 3.9 | 15.2 | 42.5 | 0 | 0 | 0 | 0 | 0.2 | 58.1 | 1.6 | 0 | 15
Sun, 29.07. 15:00 | 16.6 | 3.8 | 12.8 | 40.1 | 0.6 | 0.6 | 0 | 0 | 0.2 | 52.7 | 1.4 | 0 | 18
Sun, 29.07. 16:00 | 18.2 | 4.2 | 14 | 41.5 | 0.7 | 0.7 | 0 | 0 | 0.2 | 67.9 | 1.6 | 0 | 18
Sun, 29.07. 17:00 | 18.6 | 4 | 14.6 | 42 | 0.5 | 0.5 | 0 | 0 | 0.2 | 70.5 | 1.6 | 0 | 17
Sun, 29.07. 18:00 | 19.8 | 4.2 | 15.6 | 43.2 | 0 | 0 | 0 | 0 | 0.2 | 86.6 | 1.8 | 0 | 15
Sun, 29.07. 19:00 | 20.8 | 4.5 | 16.3 | 43.9 | 0 | 0 | 0 | 0 | 0.2 | 91.3 | 1.9 | 0 | 15
Sun, 29.07. 20:00 | 24.2 | 8.4 | 15.8 | 47.5 | 0 | 0 | 0 | 0 | 0.2 | 86.9 | 1.8 | 0 | 14
Sun, 29.07. 21:00 | 23 | 10.9 | 12.1 | 46.8 | 0 | 0 | 0 | 0 | 0.2 | 66.3 | 1.4 | 0 | 13
Sun, 29.07. 22:00 | 22.1 | 12.3 | 9.8 | 46.2 | 0 | 0 | 0 | 0 | 0.2 | 58 | 1.2 | 0 | 12
Sun, 29.07. 23:00 | 22.4 | 16.4 | 6 | 47 | 0 | 0 | 0 | 0 | 0.2 | 45 | 0.7 | 0 | 11
Mon, 30.07. 00:00 | 25.8 | 21.7 | 4.1 | 50.7 | 0.1 | 0.1 | 0 | 0 | 0.2 | 35.3 | 0.5 | 0 | 10
Mon, 30.07. 01:00 | 25.1 | 22.8 | 2.3 | 50.1 | 0.1 | 0.1 | 0 | 0 | 0.2 | 19 | 0.3 | 0 | 10
Mon, 30.07. 02:00 | 17.8 | 17.2 | 0.6 | 43 | 0 | 0 | 0 | 0 | 0.2 | 10.4 | 0.1 | 0 | 11
Mon, 30.07. 03:00 | 18.6 | 18 | 0.6 | 43.8 | 0 | 0 | 0 | 0 | 0.2 | 9.3 | 0.1 | 0 | 11
Mon, 30.07. 04:00 | 22 | 19.6 | 2.4 | 47 | 0 | 0 | 0 | 0 | 0.2 | 12.1 | 0.3 | 0 | 11
Mon, 30.07. 05:00 | 24.2 | 17.4 | 6.8 | 48.8 | 0 | 0 | 0 | 0 | 0.2 | 22.4 | 0.8 | 0 | 12
Mon, 30.07. 06:00 | 36.5 | 17.4 | 19.1 | 59.7 | 0.1 | 0.1 | 0 | 0 | 0.2 | 41.8 | 2.1 | 0 | 13
Mon, 30.07. 07:00 | 32.1 | 10.8 | 21.3 | 55.2 | 0.1 | 0.1 | 0 | 0 | 0.8 | 51.6 | 2.2 | 0 | 15
Mon, 30.07. 08:00 | 32.6 | 10.2 | 22.4 | 55.8 | 0.2 | 0.2 | 0 | 0 | 1.5 | 53.3 | 2 | 0 | 15
Mon, 30.07. 09:00 | 31.3 | 9.1 | 22.2 | 54.8 | 0.7 | 0.7 | 0 | 0 | 1.7 | 44.8 | 1.7 | 0 | 17
Mon, 30.07. 10:00 | 30.9 | 8.1 | 22.8 | 54.6 | 0.8 | 0.8 | 0 | 0 | 1.6 | 36.7 | 1.5 | 0 | 17
Mon, 30.07. 11:00 | 32.9 | 7.8 | 25.1 | 56.6 | 2.5 | 2.5 | 0 | 0 | 1.6 | 40.6 | 1.5 | 0 | 19
Mon, 30.07. 12:00 | 31.8 | 7.1 | 24.7 | 55.7 | 0.6 | 0.6 | 0 | 0 | 1.4 | 43.7 | 1.2 | 0 | 16
Mon, 30.07. 13:00 | 31.2 | 7.1 | 24.1 | 55.1 | 0.6 | 0.6 | 0 | 0 | 1.3 | 54.1 | 1.2 | 0 | 16
Mon, 30.07. 14:00 | 28.9 | 7.1 | 21.8 | 52.8 | 0.9 | 0.9 | 0 | 0 | 1.3 | 65 | 1.2 | 0 | 17
Mon, 30.07. 15:00 | 25.5 | 6.3 | 19.2 | 49.6 | 1 | 1 | 0 | 0 | 1.1 | 74.5 | 1.1 | 0 | 18
Mon, 30.07. 16:00 | 24.5 | 6 | 18.5 | 48.4 | 0.4 | 0.4 | 0 | 0 | 0.9 | 102.6 | 1.1 | 0 | 15
Mon, 30.07. 17:00 | 28.7 | 6.5 | 22.2 | 52.3 | 0.4 | 0.4 | 0 | 0 | 0.6 | 140.7 | 1.6 | 0 | 15
Mon, 30.07. 18:00 | 27.5 | 6.5 | 21 | 51 | 0.4 | 0.4 | 0 | 0 | 0.4 | 143.3 | 1.8 | 0 | 15
Mon, 30.07. 19:00 | 31.7 | 10.2 | 21.5 | 54.7 | 0.3 | 0.3 | 0 | 0 | 0.3 | 130.9 | 2.2 | 0 | 14
Mon, 30.07. 20:00 | 31.6 | 10.2 | 21.4 | 54.5 | 0.2 | 0.2 | 0 | 0 | 0.2 | 107.4 | 2.3 | 0 | 14
Mon, 30.07. 21:00 | 29.8 | 9.9 | 19.9 | 52.7 | 0.1 | 0.1 | 0 | 0 | 0.2 | 93.2 | 2.3 | 0 | 14
Mon, 30.07. 22:00 | 20.8 | 9.8 | 11 | 44.8 | 0.1 | 0.1 | 0 | 0 | 0.2 | 81.9 | 1.3 | 0 | 13
Mon, 30.07. 23:00 | 24.3 | 17.9 | 6.4 | 48.8 | 0.1 | 0.1 | 0 | 0 | 0.2 | 68.4 | 0.8 | 0 | 11
Tue, 31.07. 00:00 | 39.9 | 35.6 | 4.3 | 63.3 | 0.5 | 0.5 | 0 | 0 | 0.2 | 37.5 | 0.8 | 0 | 9
Tue, 31.07. 01:00 | 48.8 | 46.5 | 2.3 | 71.2 | 0.4 | 0.4 | 0 | 0 | 0.2 | 19 | 0.8 | 0 | 8
Tue, 31.07. 02:00 | 46.3 | 45.7 | 0.6 | 69 | 0.3 | 0.3 | 0 | 0 | 0.2 | 10.5 | 0.6 | 0 | 8
Tue, 31.07. 03:00 | 60.6 | 59.9 | 0.7 | 82 | 0.3 | 0.3 | 0 | 0 | 0.2 | 9.6 | 0.9 | 0 | 7
Tue, 31.07. 04:00 | 62.6 | 60.3 | 2.3 | 83.8 | 0.2 | 0.2 | 0 | 0 | 0.2 | 12 | 1.1 | 0 | 7
Tue, 31.07. 05:00 | 51.7 | 44.8 | 6.9 | 74.5 | 0.2 | 0.2 | 0 | 0 | 0.2 | 22.9 | 1.2 | 0 | 9
Tue, 31.07. 06:00 | 51.4 | 31.5 | 19.9 | 73.4 | 0.3 | 0.3 | 0 | 0 | 0.3 | 43.5 | 2.5 | 0 | 12
Tue, 31.07. 07:00 | 44.6 | 23.7 | 20.9 | 66.8 | 0.3 | 0.3 | 0 | 0 | 0.8 | 50.6 | 2.3 | 0 | 14
Tue, 31.07. 08:00 | 41.4 | 19.2 | 22.2 | 63.8 | 0.6 | 0.6 | 0 | 0 | 1.5 | 52.7 | 2.2 | 0 | 15
Tue, 31.07. 09:00 | 42.4 | 18.4 | 24 | 64.9 | 1.3 | 1.3 | 0 | 0 | 1.8 | 48.4 | 2 | 0 | 16
Tue, 31.07. 10:00 | 37.4 | 15 | 22.4 | 60.5 | 1.6 | 1.6 | 0 | 0 | 1.6 | 36 | 1.6 | 0 | 17
Tue, 31.07. 11:00 | 39.8 | 14.7 | 25.1 | 63 | 2 | 2 | 0 | 0 | 1.6 | 40.6 | 1.6 | 0 | 18
Tue, 31.07. 12:00 | 39.2 | 13.8 | 25.4 | 62.5 | 2.1 | 2.1 | 0 | 0 | 1.5 | 45.1 | 1.5 | 0 | 18
Tue, 31.07. 13:00 | 36.9 | 13.2 | 23.7 | 60.2 | 5.1 | 5.1 | 0 | 0 | 1.3 | 53 | 1.6 | 0 | 20
Tue, 31.07. 14:00 | 35.3 | 13.5 | 21.8 | 58.6 | 5.4 | 5.4 | 0 | 0 | 1.3 | 65 | 1.7 | 0 | 20
Tue, 31.07. 15:00 | 35.3 | 13.8 | 21.5 | 58.4 | 5.5 | 5.5 | 0 | 0 | 1.2 | 83.3 | 1.7 | 0 | 20
Tue, 31.07. 16:00 | 32.6 | 12.9 | 19.7 | 55.8 | 5.3 | 5.3 | 0 | 0 | 1 | 110.2 | 1.7 | 0 | 20
Tue, 31.07. 17:00 | 34.4 | 13 | 21.4 | 57.1 | 3.7 | 3.7 | 0 | 0 | 0.6 | 135.4 | 1.9 | 0 | 19
Tue, 31.07. 18:00 | 32.8 | 12.9 | 19.9 | 55.6 | 1.5 | 1.5 | 0 | 0 | 0.4 | 134.9 | 1.9 | 0 | 16
Tue, 31.07. 19:00 | 38.3 | 15.6 | 22.7 | 60.3 | 1.3 | 1.3 | 0 | 0 | 0.3 | 138.8 | 2.6 | 0 | 14.8
Tue, 31.07. 20:00 | 39.4 | 18.1 | 21.3 | 61.4 | 1 | 1 | 0 | 0 | 0.2 | 106.4 | 2.5 | 0 | 13.8
Tue, 31.07. 21:00 | 37.1 | 15.8 | 21.3 | 59 | 0.8 | 0.8 | 0 | 0 | 0.2 | 99.6 | 2.6 | 0 | 14.5
Tue, 31.07. 22:00 | 14.1 | 4 | 10.1 | 37.9 | 0.6 | 0.6 | 0 | 0 | 0.2 | 75 | 1.3 | 0 | 15.5
Tue, 31.07. 23:00 | 8.8 | 2.8 | 6 | 33.1 | 0.9 | 0.9 | 0 | 0 | 0.2 | 65.1 | 0.8 | 0 | 17
Wed, 01.08. 00:00 | 4.5 | 0 | 4.5 | 29 | 9.2 | 9.2 | 0 | 0 | 0.2 | 38.2 | 1.3 | 0 | 18.5
Wed, 01.08. 01:00 | 2.2 | 0 | 2.2 | 27 | 7.6 | 7.6 | 0 | 0 | 0.2 | 18.5 | 0.9 | 0 | 18.8
Wed, 01.08. 02:00 | 0.6 | 0 | 0.6 | 25.6 | 7.1 | 7.1 | 0 | 0 | 0.2 | 10.8 | 0.7 | 0 | 19.2
Wed, 01.08. 03:00 | 0.7 | 0 | 0.7 | 25.6 | 7.2 | 7.2 | 0 | 0 | 0.2 | 9.7 | 0.7 | 0 | 19.5
Wed, 01.08. 04:00 | 2.3 | 0 | 2.3 | 27 | 8 | 8 | 0 | 0 | 0.2 | 11.8 | 0.9 | 0 | 20.5
Wed, 01.08. 05:00 | 6.8 | 0 | 6.8 | 30.9 | 9.9 | 9.9 | 0 | 0 | 0.2 | 22.2 | 1.6 | 0 | 22
Wed, 01.08. 06:00 | 20 | 0 | 20 | 42.8 | 7.6 | 7.6 | 0 | 0 | 0.3 | 43.5 | 2.9 | 0 | 20
Wed, 01.08. 07:00 | 22.4 | 0 | 22.4 | 44.9 | 13.3 | 13.3 | 0 | 0 | 0.8 | 54.3 | 3.5 | 0 | 23
Wed, 01.08. 08:00 | 22.2 | 0 | 22.2 | 44.9 | 18.9 | 18.9 | 0 | 0 | 1.5 | 52.7 | 4 | 0 | 25
Wed, 01.08. 09:00 | 20.9 | 0 | 20.9 | 44.1 | 23.9 | 23.9 | 0 | 0 | 1.6 | 42.2 | 4.3 | 0 | 26
Wed, 01.08. 10:00 | 24.9 | 0 | 24.9 | 47.9 | 33.5 | 33.5 | 0 | 0 | 1.8 | 40.1 | 6 | 0 | 28
Wed, 01.08. 11:00 | 26.5 | 0 | 26.5 | 49.6 | 37 | 37 | 0 | 0 | 1.7 | 42.7 | 6.7 | 0 | 29
Wed, 01.08. 12:00 | 25.2 | 0 | 25.2 | 48.4 | 38.8 | 38.8 | 0 | 0 | 1.4 | 44.6 | 7.1 | 0 | 30
Wed, 01.08. 13:00 | 23.7 | 0 | 23.7 | 46.9 | 41.2 | 41.2 | 0 | 0 | 1.3 | 53 | 7.8 | 0 | 31
Wed, 01.08. 14:00 | 20.6 | 0 | 20.6 | 43.8 | 42.4 | 42.4 | 0 | 0 | 1.2 | 61.2 | 8.3 | 0 | 32
Wed, 01.08. 15:00 | 21.2 | 0 | 21.2 | 44.4 | 45 | 45 | 0 | 0 | 1.2 | 81.7 | 8.8 | 0 | 32
Wed, 01.08. 16:00 | 20.4 | 0 | 20.4 | 43.5 | 45.7 | 45.7 | 0 | 0 | 1 | 113.5 | 9 | 0 | 32
Wed, 01.08. 17:00 | 21.4 | 0 | 21.4 | 44.2 | 42.6 | 42.6 | 0 | 0 | 0.6 | 135.4 | 8.4 | 0 | 31
Wed, 01.08. 18:00 | 21.1 | 0 | 21.1 | 43.7 | 40 | 40 | 0 | 0 | 0.4 | 143.3 | 7.8 | 0 | 30
Wed, 01.08. 19:00 | 22 | 0 | 22 | 44.1 | 34.9 | 34.9 | 0 | 0 | 0.3 | 133.6 | 6.9 | 0 | 28
Wed, 01.08. 20:00 | 22.1 | 0 | 22.1 | 44.3 | 29.4 | 29.4 | 0 | 0 | 0.2 | 110.7 | 5.8 | 0 | 26
Wed, 01.08. 21:00 | 19.5 | 0 | 19.5 | 41.9 | 23.3 | 23.3 | 0 | 0 | 0.2 | 91.4 | 4.7 | 0 | 25
Wed, 01.08. 22:00 | 10.2 | 0 | 10.2 | 33.6 | 20.8 | 20.8 | 0 | 0 | 0.2 | 76.5 | 3.4 | 0 | 25
Wed, 01.08. 23:00 | 6.4 | 0 | 6.4 | 30.2 | 19 | 19 | 0 | 0 | 0.2 | 67.7 | 2.8 | 0 | 25
Thu, 02.08. 00:00 | 4 | 0 | 4 | 28.1 | 19.7 | 19.7 | 0 | 0 | 0.2 | 34.2 | 2.4 | 0 | 24
Thu, 02.08. 01:00 | 2.2 | 0 | 2.2 | 26.5 | 18.4 | 18.4 | 0 | 0 | 0.2 | 18.5 | 2.1 | 0 | 24
Thu, 02.08. 02:00 | 0.7 | 0 | 0.7 | 25.2 | 17.2 | 17.2 | 0 | 0 | 0.2 | 11 | 1.8 | 0 | 24
Thu, 02.08. 03:00 | 0.7 | 0 | 0.7 | 25.3 | 14.9 | 14.9 | 0 | 0 | 0.2 | 9.7 | 1.4 | 0 | 23
Thu, 02.08. 04:00 | 2.3 | 0 | 2.3 | 26.7 | 15.3 | 15.3 | 0 | 0 | 0.2 | 12 | 1.8 | 0 | 24
Thu, 02.08. 05:00 | 6.8 | 0 | 6.8 | 30.6 | 14.7 | 14.7 | 0 | 0 | 0.2 | 22.4 | 2.2 | 0 | 24
Thu, 02.08. 06:00 | 19.3 | 0 | 19.3 | 41.7 | 18.2 | 18.2 | 0 | 0 | 0.2 | 42.2 | 4.3 | 0 | 26
Thu, 02.08. 07:00 | 20.9 | 0 | 20.9 | 43.3 | 20.5 | 20.5 | 0 | 0 | 0.8 | 50.6 | 4.7 | 0 | 27
Thu, 02.08. 08:00 | 20.7 | 0 | 20.7 | 43.1 | 26.7 | 26.7 | 0 | 0 | 1.4 | 49.1 | 5.7 | 0 | 29
Thu, 02.08. 09:00 | 22.9 | 0 | 22.9 | 45.4 | 40.4 | 40.4 | 0 | 0 | 1.8 | 46.2 | 8.2 | 0 | 31
Thu, 02.08. 10:00 | 23.8 | 0 | 23.8 | 46.5 | 45.9 | 45.9 | 0 | 0 | 1.7 | 38.2 | 9.3 | 0 | 32
Thu, 02.08. 11:00 | 28 | 0 | 28 | 50.5 | 57.5 | 57.5 | 0 | 0 | 1.8 | 45.1 | 12.3 | 0 | 34
Thu, 02.08. 12:00 | 26 | 0 | 26 | 48.7 | 58.2 | 58.2 | 0 | 0 | 1.5 | 46 | 12.8 | 0 | 35
Thu, 02.08. 13:00 | 24.4 | 0 | 24.4 | 47.1 | 61.2 | 61.2 | 0 | 0 | 1.3 | 54.7 | 13.9 | 0 | 36
Thu, 02.08. 14:00 | 21.7 | 0 | 21.7 | 44.4 | 62.2 | 62.2 | 0 | 0 | 1.3 | 64.4 | 14.1 | 0 | 36
Thu, 02.08. 15:00 | 22.2 | 0 | 22.2 | 45 | 65.9 | 65.9 | 0 | 0 | 1.3 | 85.7 | 14.9 | 0 | 36
Thu, 02.08. 16:00 | 18.8 | 0 | 18.8 | 41.5 | 60.2 | 60.2 | 0 | 0 | 0.9 | 104.8 | 14.2 | 0 | 37
Thu, 02.08. 17:00 | 20.9 | 0 | 20.9 | 43.3 | 58.7 | 58.7 | 0 | 0 | 0.6 | 132.8 | 13.2 | 0 | 35
Thu, 02.08. 18:00 | 19 | 0 | 19 | 41.4 | 51.3 | 51.3 | 0 | 0 | 0.3 | 129.4 | 11.3 | 0 | 34
Thu, 02.08. 19:00 | 20.6 | 0 | 20.6 | 42.5 | 47.8 | 47.8 | 0 | 0 | 0.3 | 125.7 | 10.2 | 0 | 32
Thu, 02.08. 20:00 | 20.8 | 0 | 20.8 | 42.7 | 41.7 | 41.7 | 0 | 0 | 0.2 | 104.2 | 8.6 | 0 | 30
Thu, 02.08. 21:00 | 19.5 | 0 | 19.5 | 41.5 | 35.8 | 35.8 | 0 | 0 | 0.2 | 91.4 | 7.3 | 0 | 29
Thu, 02.08. 22:00 | 11.2 | 0 | 11.2 | 34 | 33.1 | 33.1 | 0 | 0 | 0.2 | 83.5 | 5.8 | 0 | 28
Thu, 02.08. 23:00 | 6 | 0 | 6 | 29.6 | 24.8 | 24.8 | 0 | 0 | 0.2 | 64.4 | 3.8 | 0 | 27
Fri, 03.08. 00:00 | 3.9 | 0 | 3.9 | 27.8 | 15.1 | 15.1 | 0 | 0 | 0.2 | 33.8 | 2.1 | 0 | 25
Fri, 03.08. 01:00 | 2.2 | 0 | 2.2 | 26.3 | 13.1 | 13.1 | 0 | 0 | 0.2 | 17.9 | 1.6 | 0 | 24
Fri, 03.08. 02:00 | 0.7 | 0 | 0.7 | 25 | 11.7 | 11.7 | 0 | 0 | 0.2 | 10.9 | 1.1 | 0 | 23
Fri, 03.08. 03:00 | 0.6 | 0 | 0.6 | 25 | 8.5 | 8.5 | 0 | 0 | 0.2 | 8.3 | 0.8 | 0 | 22
Fri, 03.08. 04:00 | 2.3 | 0 | 2.3 | 26.5 | 7.6 | 7.6 | 0 | 0 | 0.2 | 11.8 | 0.9 | 0 | 21
Fri, 03.08. 05:00 | 6.8 | 0 | 6.8 | 30.5 | 7.4 | 7.4 | 0 | 0 | 0.2 | 22.2 | 1.4 | 0 | 21
Fri, 03.08. 06:00 | 19.4 | 0 | 19.4 | 41.7 | 9.2 | 9.2 | 0 | 0 | 0.2 | 42.2 | 2.9 | 0 | 22
Fri, 03.08. 07:00 | 23 | 0 | 23 | 45.1 | 12.1 | 12.1 | 0 | 0 | 0.8 | 55.3 | 3.5 | 0 | 23
Fri, 03.08. 08:00 | 22 | 0 | 22 | 44.6 | 13.5 | 13.5 | 0 | 0 | 1.5 | 52.2 | 3.2 | 0 | 23
Fri, 03.08. 09:00 | 22.8 | 0 | 22.8 | 45.6 | 17.6 | 17.6 | 0 | 0 | 1.8 | 45.7 | 3.2 | 0 | 23
Fri, 03.08. 10:00 | 23.1 | 0 | 23.1 | 46 | 22 | 22 | 0 | 0 | 1.7 | 37.1 | 3.8 | 0 | 25
Fri, 03.08. 11:00 | 24.7 | 0 | 24.7 | 47.7 | 24.9 | 24.9 | 0 | 0 | 1.6 | 39.8 | 4.2 | 0 | 26
Fri, 03.08. 12:00 | 26.3 | 0 | 26.3 | 49.3 | 28 | 28 | 0 | 0 | 1.5 | 46.5 | 4.5 | 0 | 26
Fri, 03.08. 13:00 | 24.7 | 0 | 24.7 | 47.8 | 28.6 | 28.6 | 0 | 0 | 1.4 | 55.2 | 4.5 | 0 | 26
Fri, 03.08. 14:00 | 21.7 | 0 | 21.7 | 44.9 | 28.8 | 28.8 | 0 | 0 | 1.3 | 64.4 | 4.4 | 0 | 26
Fri, 03.08. 15:00 | 20 | 0 | 20 | 43.1 | 28.8 | 28.8 | 0 | 0 | 1.1 | 76.9 | 4.6 | 0 | 27
Fri, 03.08. 16:00 | 18.5 | 0 | 18.5 | 41.6 | 26.6 | 26.6 | 0 | 0 | 0.9 | 102.6 | 4.2 | 0 | 26
Fri, 03.08. 17:00 | 21.4 | 0 | 21.4 | 44.2 | 26.9 | 26.9 | 0 | 0 | 0.6 | 135.4 | 4.4 | 0 | 25
Fri, 03.08. 18:00 | 19.4 | 0 | 19.4 | 42.1 | 24 | 24 | 0 | 0 | 0.4 | 132.1 | 4.2 | 0 | 25
Fri, 03.08. 19:00 | 21.3 | 0 | 21.3 | 43.5 | 20.9 | 20.9 | 0 | 0 | 0.3 | 129.6 | 4.1 | 0 | 23
Fri, 03.08. 20:00 | 20.4 | 0 | 20.4 | 42.7 | 13.9 | 13.9 | 0 | 0 | 0.2 | 102.1 | 3.4 | 0 | 20
Fri, 03.08. 21:00 | 20.6 | 0 | 20.6 | 42.7 | 12.7 | 12.7 | 0 | 0 | 0.2 | 95.9 | 3.4 | 0 | 20
Fri, 03.08. 22:00 | 10.6 | 0 | 10.6 | 33.9 | 7.6 | 7.6 | 0 | 0 | 0.2 | 78.8 | 1.9 | 0 | 18
Fri, 03.08. 23:00 | 6.3 | 0 | 6.3 | 30.3 | 5.7 | 5.7 | 0 | 0 | 0.2 | 67.1 | 1.2 | 0 | 17
Sat, 04.08. 00:00 | 4.6 | 0 | 4.6 | 28.7 | 4.8 | 4.8 | 0 | 0 | 0.2 | 54.1 | 1 | 0 | 17
Sat, 04.08. 01:00 | 2.6 | 0 | 2.6 | 27 | 3.6 | 3.6 | 0 | 0 | 0.2 | 30.3 | 0.6 | 0 | 16
Sat, 04.08. 02:00 | 1.6 | 0 | 1.6 | 26.2 | 2.7 | 2.7 | 0 | 0 | 0.2 | 20.6 | 0.4 | 0 | 15
Sat, 04.08. 03:00 | 0.6 | 0 | 0.6 | 25.3 | 2.4 | 2.4 | 0 | 0 | 0.2 | 12.2 | 0.3 | 0 | 15
Sat, 04.08. 04:00 | 5.2 | 3.8 | 1.4 | 29.8 | 2.2 | 2.2 | 0 | 0 | 0.2 | 11.4 | 0.3 | 0 | 14
Sat, 04.08. 05:00 | 1.7 | 0.2 | 1.5 | 26.2 | 2.4 | 2.4 | 0 | 0 | 0.2 | 12.5 | 0.4 | 0 | 16
Sat, 04.08. 06:00 | 2.4 | 0.3 | 2.1 | 26.7 | 5.6 | 5.6 | 0 | 0 | 0.2 | 11.8 | 0.7 | 0 | 20
Sat, 04.08. 07:00 | 5.4 | 0.3 | 5.1 | 29.3 | 9.2 | 9.2 | 0 | 0 | 0.3 | 13.9 | 1.3 | 0 | 22
Sat, 04.08. 08:00 | 13.4 | 0.3 | 13.1 | 36.3 | 14.2 | 14.2 | 0 | 0 | 0.5 | 20.7 | 2.8 | 0 | 24
Sat, 04.08. 09:00 | 23.1 | 0.2 | 22.9 | 45 | 17 | 17 | 0 | 0 | 0.5 | 25.8 | 4.3 | 0 | 25
Sat, 04.08. 10:00 | 25.6 | 0.2 | 25.4 | 47.4 | 17.9 | 17.9 | 0 | 0 | 0.5 | 45.5 | 4.5 | 0 | 25
Sat, 04.08. 11:00 | 29.9 | 0.2 | 29.7 | 51.3 | 22.1 | 22.1 | 0 | 0 | 0.5 | 58.7 | 5.4 | 0 | 26
Sat, 04.08. 12:00 | 27.7 | 0.2 | 27.5 | 49.5 | 24.3 | 24.3 | 0 | 0 | 0.4 | 76.9 | 5.4 | 0 | 27
Sat, 04.08. 13:00 | 24.1 | 0.2 | 23.9 | 46.4 | 23.9 | 23.9 | 0 | 0 | 0.4 | 84.2 | 4.8 | 0 | 27
Sat, 04.08. 14:00 | 22.3 | 0.2 | 22.1 | 44.7 | 24.8 | 24.8 | 0 | 0 | 0.4 | 81.2 | 4.9 | 0 | 28
Sat, 04.08. 15:00 | 20.8 | 0.2 | 20.6 | 43.4 | 25.4 | 25.4 | 0 | 0 | 0.4 | 78.6 | 4.8 | 0 | 28
Sat, 04.08. 16:00 | 21.6 | 0.2 | 21.4 | 44.2 | 27.1 | 27.1 | 0 | 0 | 0.3 | 84.3 | 5.1 | 0 | 28
Sat, 04.08. 17:00 | 21.8 | 0.2 | 21.6 | 44.2 | 27.2 | 27.2 | 0 | 0 | 0.3 | 87.5 | 5.3 | 0 | 28
Sat, 04.08. 18:00 | 19.7 | 0.2 | 19.5 | 42.1 | 24.9 | 24.9 | 0 | 0 | 0.2 | 89.5 | 4.9 | 0 | 27
Sat, 04.08. 19:00 | 17.7 | 0.2 | 17.5 | 40.2 | 18.4 | 18.4 | 0 | 0 | 0.2 | 79.4 | 3.6 | 0 | 24
Sat, 04.08. 20:00 | 16.2 | 0.2 | 16 | 38.7 | 16.2 | 16.2 | 0 | 0 | 0.2 | 69.7 | 3.2 | 0 | 23
Sat, 04.08. 21:00 | 12.6 | 0.2 | 12.4 | 35.6 | 11.7 | 11.7 | 0 | 0 | 0.2 | 65.1 | 2.4 | 0 | 21
Sat, 04.08. 22:00 | 9.7 | 0 | 9.7 | 33 | 7.6 | 7.6 | 0 | 0 | 0.2 | 61.7 | 1.8 | 0 | 19
Sat, 04.08. 23:00 | 6.8 | 0 | 6.8 | 30.6 | 5.1 | 5.1 | 0 | 0 | 0.2 | 61.9 | 1.2 | 0 | 18
Sun, 05.08. 00:00 | 4.5 | 0 | 4.5 | 28.6 | 7.6 | 7.6 | 0 | 0 | 0.2 | 63.7 | 1.2 | 0 | 17
Sun, 05.08. 01:00 | 2.6 | 0 | 2.6 | 26.9 | 6.2 | 6.2 | 0 | 0 | 0.2 | 52.5 | 0.8 | 0 | 18
Sun, 05.08. 02:00 | 1.6 | 0 | 1.6 | 25.9 | 6.7 | 6.7 | 0 | 0 | 0.2 | 38.9 | 0.7 | 0 | 19
Sun, 05.08. 03:00 | 0.6 | 0 | 0.6 | 25 | 5.8 | 5.8 | 0 | 0 | 0.2 | 18.3 | 0.6 | 0 | 19
Sun, 05.08. 04:00 | 1.5 | 0 | 1.5 | 25.8 | 5.7 | 5.7 | 0 | 0 | 0.2 | 11.5 | 0.7 | 0 | 19
Sun, 05.08. 05:00 | 1.6 | 0 | 1.6 | 25.9 | 7.3 | 7.3 | 0 | 0 | 0.2 | 9.8 | 0.8 | 0 | 20
Sun, 05.08. 06:00 | 2.2 | 0 | 2.2 | 26.4 | 8.7 | 8.7 | 0 | 0 | 0.2 | 9.9 | 1 | 0 | 21
Sun, 05.08. 07:00 | 4.6 | 0 | 4.6 | 28.4 | 11.8 | 11.8 | 0 | 0 | 0.2 | 10.5 | 1.6 | 0 | 23
Sun, 05.08. 08:00 | 10.9 | 0 | 10.9 | 33.8 | 16.4 | 16.4 | 0 | 0 | 0.2 | 10.6 | 3 | 0 | 25
Sun, 05.08. 09:00 | 20.5 | 0 | 20.5 | 42.1 | 24.1 | 24.1 | 0 | 0 | 0.2 | 12.4 | 5.6 | 0 | 28
Sun, 05.08. 10:00 | 22.6 | 0 | 22.6 | 44 | 28.6 | 28.6 | 0 | 0 | 0.2 | 15 | 6.7 | 0 | 29
Sun, 05.08. 11:00 | 22.3 | 0 | 22.3 | 43.8 | 29.6 | 29.6 | 0 | 0 | 0.2 | 20.8 | 6.8 | 0 | 29
Sun, 05.08. 12:00 | 20.5 | 0 | 20.5 | 42.1 | 34 | 34 | 0 | 0 | 0.2 | 30.1 | 7.4 | 0 | 30
Sun, 05.08. 13:00 | 15.9 | 0 | 15.9 | 38.1 | 33 | 33 | 0 | 0 | 0.2 | 38.5 | 6.7 | 0 | 30
Sun, 05.08. 14:00 | 15.9 | 0 | 15.9 | 38 | 39.5 | 39.5 | 0 | 0 | 0.2 | 61 | 8.1 | 0 | 31
Sun, 05.08. 15:00 | 12.9 | 0 | 12.9 | 35.4 | 36.4 | 36.4 | 0 | 0 | 0.2 | 53.3 | 7.3 | 0 | 31
Sun, 05.08. 16:00 | 13.4 | 0 | 13.4 | 35.8 | 37.7 | 37.7 | 0 | 0 | 0.2 | 64.8 | 7.2 | 0 | 30
Sun, 05.08. 17:00 | 14.1 | 0 | 14.1 | 36.5 | 35.9 | 35.9 | 0 | 0 | 0.2 | 67.8 | 7 | 0 | 30
Sun, 05.08. 18:00 | 15.5 | 0 | 15.5 | 37.6 | 34.6 | 34.6 | 0 | 0 | 0.2 | 85.8 | 6.7 | 0 | 29
Sun, 05.08. 19:00 | 14.9 | 0 | 14.9 | 37.2 | 26.7 | 26.7 | 0 | 0 | 0.2 | 83.3 | 4.8 | 0 | 26
Sun, 05.08. 20:00 | 15.5 | 0 | 15.5 | 37.7 | 29.4 | 29.4 | 0 | 0 | 0.2 | 84.4 | 5.5 | 0 | 27
Sun, 05.08. 21:00 | 12.5 | 0 | 12.5 | 35 | 25.4 | 25.4 | 0 | 0 | 0.2 | 67.7 | 4.6 | 0 | 27
Sun, 05.08. 22:00 | 10.6 | 0 | 10.6 | 33.4 | 22.5 | 22.5 | 0 | 0 | 0.2 | 62 | 3.7 | 0 | 25
Sun, 05.08. 23:00 | 6.1 | 0 | 6.1 | 29.4 | 16.6 | 16.6 | 0 | 0 | 0.2 | 45 | 2.4 | 0 | 24
Mon, 06.08. 00:00 | 3.9 | 0 | 3.9 | 27.6 | 13.3 | 13.3 | 0 | 0 | 0.2 | 33.8 | 1.9 | 0 | 25
Mon, 06.08. 01:00 | 2.2 | 0 | 2.2 | 26.2 | 7.3 | 7.3 | 0 | 0 | 0.2 | 17.7 | 0.9 | 0 | 21
Mon, 06.08. 02:00 | 0.6 | 0 | 0.6 | 24.8 | 5.2 | 5.2 | 0 | 0 | 0.2 | 9.8 | 0.5 | 0 | 20
Mon, 06.08. 03:00 | 0.6 | 0 | 0.6 | 25 | 2.3 | 2.3 | 0 | 0 | 0.2 | 8.9 | 0.3 | 0 | 18
Mon, 06.08. 04:00 | 2.4 | 0 | 2.4 | 26.6 | 2.1 | 2.1 | 0 | 0 | 0.2 | 12.2 | 0.4 | 0 | 17
Mon, 06.08. 05:00 | 6.9 | 0 | 6.9 | 30.6 | 2.2 | 2.2 | 0 | 0 | 0.2 | 22.9 | 1 | 0 | 18
Mon, 06.08. 06:00 | 20.8 | 0 | 20.8 | 42.9 | 4 | 4 | 0 | 0 | 0.3 | 45.2 | 2.7 | 0 | 19
Mon, 06.08. 07:00 | 22.5 | 0 | 22.5 | 44.6 | 4.4 | 4.4 | 0 | 0 | 0.8 | 54.3 | 2.7 | 0 | 19
Mon, 06.08. 08:00 | 21.4 | 0 | 21.4 | 43.8 | 8.4 | 8.4 | 0 | 0 | 1.5 | 50.7 | 2.6 | 0 | 21
Mon, 06.08. 09:00 | 22.5 | 0 | 22.5 | 45.2 | 12.7 | 12.7 | 0 | 0 | 1.7 | 45.3 | 2.7 | 0 | 22
Mon, 06.08. 10:00 | 23.5 | 0 | 23.5 | 46.1 | 16.8 | 16.8 | 0 | 0 | 1.7 | 37.4 | 3.1 | 0 | 24
Mon, 06.08. 11:00 | 25.3 | 0 | 25.3 | 48.1 | 17.8 | 17.8 | 0 | 0 | 1.6 | 40.6 | 3.1 | 0 | 24
Mon, 06.08. 12:00 | 27.6 | 0 | 27.6 | 50.3 | 20.4 | 20.4 | 0 | 0 | 1.6 | 48.8 | 3.4 | 0 | 24
Mon, 06.08. 13:00 | 25.2 | 0 | 25.2 | 48 | 21.8 | 21.8 | 0 | 0 | 1.4 | 56.3 | 3.6 | 0 | 25
Mon, 06.08. 14:00 | 20.3 | 0 | 20.3 | 43.3 | 18.6 | 18.6 | 0 | 0 | 1.2 | 59.9 | 2.9 | 0 | 24
Mon, 06.08. 15:00 | 20 | 0 | 20 | 43.2 | 17.5 | 17.5 | 0 | 0 | 1.1 | 76.9 | 2.6 | 0 | 23
Mon, 06.08. 16:00 | 18.5 | 0 | 18.5 | 41.6 | 18.5 | 18.5 | 0 | 0 | 0.9 | 102.6 | 2.9 | 0 | 24
Mon, 06.08. 17:00 | 21 | 0 | 21 | 43.7 | 17.8 | 17.8 | 0 | 0 | 0.6 | 132.8 | 3.1 | 0 | 23
Mon, 06.08. 18:00 | 20.6 | 0 | 20.6 | 43.1 | 15.6 | 15.6 | 0 | 0 | 0.4 | 139.1 | 3 | 0 | 22
Mon, 06.08. 19:00 | 22.2 | 0 | 22.2 | 44.2 | 13.7 | 13.7 | 0 | 0 | 0.3 | 134.9 | 3.4 | 0 | 21
Mon, 06.08. 20:00 | 20.5 | 0 | 20.5 | 42.6 | 8.5 | 8.5 | 0 | 0 | 0.2 | 102.1 | 2.9 | 0 | 19
Mon, 06.08. 21:00 | 19.9 | 0 | 19.9 | 42 | 5.9 | 5.9 | 0 | 0 | 0.2 | 92.3 | 2.8 | 0 | 18
Mon, 06.08. 22:00 | 10.1 | 0 | 10.1 | 33.4 | 4.5 | 4.5 | 0 | 0 | 0.2 | 75 | 1.6 | 0 | 17
Mon, 06.08. 23:00 | 6.5 | 0 | 6.5 | 30.2 | 3.6 | 3.6 | 0 | 0 | 0.2 | 69.7 | 1.1 | 0 | 16
Tue, 07.08. 00:00 | 4.4 | 0 | 4.4 | 28.4 | 1.5 | 1.5 | 0 | 0 | 0.2 | 37.5 | 0.7 | 0 | 16
Tue, 07.08. 01:00 | 2.2 | 0 | 2.2 | 26.4 | 1.2 | 1.2 | 0 | 0 | 0.2 | 18.5 | 0.4 | 0 | 16
Tue, 07.08. 02:00 | 0.6 | 0 | 0.6 | 25 | 1 | 1 | 0 | 0 | 0.2 | 10.5 | 0.2 | 0 | 16
Tue, 07.08. 03:00 | 0.6 | 0 | 0.6 | 25.1 | 0.9 | 0.9 | 0 | 0 | 0.2 | 8.7 | 0.2 | 0 | 16
Tue, 07.08. 04:00 | 2.2 | 0 | 2.2 | 26.6 | 0.8 | 0.8 | 0 | 0 | 0.2 | 11 | 0.3 | 0 | 16
Tue, 07.08. 05:00 | 7.6 | 0 | 7.6 | 31.2 | 1.2 | 1.2 | 0 | 0 | 0.2 | 24.9 | 0.9 | 0 | 17
Tue, 07.08. 06:00 | 19.8 | 0 | 19.8 | 42.1 | 1.2 | 1.2 | 0 | 0 | 0.3 | 43 | 2.3 | 0 | 17
Tue, 07.08. 07:00 | 22.1 | 0 | 22.1 | 44.3 | 1.4 | 1.4 | 0 | 0 | 0.8 | 53.2 | 2.4 | 0 | 17
Tue, 07.08. 08:00 | 22.8 | 0 | 22.8 | 45.3 | 2 | 2 | 0 | 0 | 1.6 | 53.8 | 2.2 | 0 | 17
Tue, 07.08. 09:00 | 22.1 | 0 | 22.1 | 45 | 3.1 | 3.1 | 0 | 0 | 1.7 | 44.4 | 1.9 | 0 | 17
Tue, 07.08. 10:00 | 23.5 | 0 | 23.5 | 46.5 | 3.8 | 3.8 | 0 | 0 | 1.7 | 37.4 | 1.7 | 0 | 18
Tue, 07.08. 11:00 | 23.9 | 0 | 23.9 | 47.2 | 4 | 4 | 0 | 0 | 1.6 | 38.6 | 1.6 | 0 | 18
Tue, 07.08. 12:00 | 27.9 | 0 | 27.9 | 50.9 | 8.4 | 8.4 | 0 | 0 | 1.6 | 49.2 | 2 | 0 | 20
Tue, 07.08. 13:00 | 24.5 | 0 | 24.5 | 47.5 | 12.5 | 12.5 | 0 | 0 | 1.4 | 54.7 | 2.3 | 0 | 23
Tue, 07.08. 14:00 | 23.7 | 0 | 23.7 | 46.6 | 15.4 | 15.4 | 0 | 0 | 1.4 | 70.1 | 2.7 | 0 | 24
Tue, 07.08. 15:00 | 20.2 | 0 | 20.2 | 43.3 | 12.1 | 12.1 | 0 | 0 | 1.1 | 77.7 | 2.1 | 0 | 23
Tue, 07.08. 16:00 | 18.7 | 0 | 18.7 | 41.8 | 11.8 | 11.8 | 0 | 0 | 0.9 | 103.7 | 2.2 | 0 | 23
Tue, 07.08. 17:00 | 21.4 | 0 | 21.4 | 44 | 10.9 | 10.9 | 0 | 0 | 0.6 | 134.1 | 2.4 | 0 | 22
Tue, 07.08. 18:00 | 20.1 | 0 | 20.1 | 42.9 | 7.3 | 7.3 | 0 | 0 | 0.4 | 136.4 | 2.3 | 0 | 20
Tue, 07.08. 19:00 | 22.9 | 0 | 22.9 | 44.9 | 4.3 | 4.3 | 0 | 0 | 0.3 | 138.8 | 2.7 | 0 | 18
Tue, 07.08. 20:00 | 20.9 | 0 | 20.9 | 43.1 | 3.1 | 3.1 | 0 | 0 | 0.2 | 104.2 | 2.5 | 0 | 17
Tue, 07.08. 21:00 | 18.5 | 0 | 18.5 | 41 | 2.2 | 2.2 | 0 | 0 | 0.2 | 85.9 | 2.3 | 0 | 16
Tue, 07.08. 22:00 | 10.1 | 0 | 10.1 | 33.5 | 1.8 | 1.8 | 0 | 0 | 0.2 | 75 | 1.3 | 0 | 16
Tue, 07.08. 23:00 | 6 | 0 | 6 | 29.9 | 1.3 | 1.3 | 0 | 0 | 0.2 | 65.1 | 0.8 | 0 | 15
Wed, 08.08. 00:00 | 4.4 | 0.3 | 4.1 | 28.5 | 1.1 | 1.1 | 0 | 0 | 0.2 | 36.4 | 0.6 | 0 | 15
Wed, 08.08. 01:00 | 5.8 | 3.6 | 2.2 | 30.3 | 0.9 | 0.9 | 0 | 0 | 0.2 | 17.9 | 0.3 | 0 | 14
Wed, 08.08. 02:00 | 4.6 | 3.9 | 0.7 | 29.3 | 0.7 | 0.7 | 0 | 0 | 0.2 | 10.8 | 0.1 | 0 | 14
Wed, 08.08. 03:00 | 4.3 | 3.7 | 0.6 | 28.9 | 0.6 | 0.6 | 0 | 0 | 0.2 | 8.8 | 0.1 | 0 | 14
Wed, 08.08. 04:00 | 3 | 0.6 | 2.4 | 27.3 | 0.6 | 0.6 | 0 | 0 | 0.2 | 12.3 | 0.3 | 0 | 15
Wed, 08.08. 05:00 | 8.5 | 1.2 | 7.3 | 32.4 | 0.6 | 0.6 | 0 | 0 | 0.2 | 24 | 0.9 | 0 | 15
Wed, 08.08. 06:00 | 21.3 | 1.7 | 19.6 | 43.8 | 0.6 | 0.6 | 0 | 0 | 0.3 | 42.6 | 2.3 | 0 | 15
Wed, 08.08. 07:00 | 24.3 | 1.7 | 22.6 | 46.7 | 0.8 | 0.8 | 0 | 0 | 0.8 | 54.3 | 2.4 | 0 | 15
Wed, 08.08. 08:00 | 23.1 | 1.5 | 21.6 | 45.8 | 1.5 | 1.5 | 0 | 0 | 1.5 | 51.2 | 2 | 0 | 16
Wed, 08.08. 09:00 | 23.5 | 1.4 | 22.1 | 46.5 | 2.4 | 2.4 | 0 | 0 | 1.7 | 44.4 | 1.8 | 0 | 16
Wed, 08.08. 10:00 | 26.2 | 1.3 | 24.9 | 49.2 | 3.5 | 3.5 | 0 | 0 | 1.8 | 39.7 | 1.8 | 0 | 18
Wed, 08.08. 11:00 | 26.8 | 1.2 | 25.6 | 49.9 | 5.2 | 5.2 | 0 | 0 | 1.7 | 41 | 1.8 | 0 | 19
Wed, 08.08. 12:00 | 27.7 | 1.1 | 26.6 | 50.9 | 7.3 | 7.3 | 0 | 0 | 1.5 | 46.9 | 1.9 | 0 | 20
Wed, 08.08. 13:00 | 25.9 | 1.1 | 24.8 | 49 | 10.5 | 10.5 | 0 | 0 | 1.4 | 55.2 | 2.1 | 0 | 22
Wed, 08.08. 14:00 | 22.8 | 1 | 21.8 | 46 | 10.5 | 10.5 | 0 | 0 | 1.3 | 64.4 | 2 | 0 | 22
Wed, 08.08. 15:00 | 21.8 | 1 | 20.8 | 45 | 8.9 | 8.9 | 0 | 0 | 1.2 | 80.1 | 1.8 | 0 | 21
Wed, 08.08. 16:00 | 20.6 | 0.9 | 19.7 | 43.8 | 10.4 | 10.4 | 0 | 0 | 1 | 109.1 | 2 | 0 | 22
Wed, 08.08. 17:00 | 21.8 | 0.9 | 20.9 | 44.6 | 8.6 | 8.6 | 0 | 0 | 0.6 | 131.4 | 2.2 | 0 | 21
Wed, 08.08. 18:00 | 21 | 0.9 | 20.1 | 43.7 | 8.3 | 8.3 | 0 | 0 | 0.4 | 136.4 | 2.4 | 0 | 21
Wed, 08.08. 19:00 | 21.5 | 1 | 20.5 | 43.8 | 6.3 | 6.3 | 0 | 0 | 0.3 | 124.4 | 2.6 | 0 | 20
Wed, 08.08. 20:00 | 24.2 | 1.1 | 23.1 | 46.2 | 3.3 | 3.3 | 0 | 0 | 0.3 | 114.9 | 2.8 | 0 | 18
Wed, 08.08. 21:00 | 20.4 | 1 | 19.4 | 42.7 | 2 | 2 | 0 | 0 | 0.2 | 90.5 | 2.4 | 0 | 16
Wed, 08.08. 22:00 | 14.1 | 3.9 | 10.2 | 37.6 | 1.5 | 1.5 | 0 | 0 | 0.2 | 76.5 | 1.3 | 0 | 14
Wed, 08.08. 23:00 | 13.8 | 7.5 | 6.3 | 37.8 | 1.1 | 1.1 | 0 | 0 | 0.2 | 67.1 | 0.9 | 0 | 13
Thu, 09.08. 00:00 | 12.4 | 7.9 | 4.5 | 36.6 | 2.1 | 2.1 | 0 | 0 | 0.2 | 38.2 | 0.7 | 0 | 13
Thu, 09.08. 01:00 | 13.1 | 10.9 | 2.2 | 37.7 | 1.6 | 1.6 | 0 | 0 | 0.2 | 18.3 | 0.4 | 0 | 12
Thu, 09.08. 02:00 | 11.9 | 11.3 | 0.6 | 36.6 | 1.2 | 1.2 | 0 | 0 | 0.2 | 10.6 | 0.2 | 0 | 12
Thu, 09.08. 03:00 | 11.9 | 11.3 | 0.6 | 36.6 | 1.1 | 1.1 | 0 | 0 | 0.2 | 9.1 | 0.2 | 0 | 12
Thu, 09.08. 04:00 | 7.3 | 4.9 | 2.4 | 31.8 | 1.1 | 1.1 | 0 | 0 | 0.2 | 12.7 | 0.4 | 0 | 14
Thu, 09.08. 05:00 | 9.8 | 2.4 | 7.4 | 33.6 | 1 | 1 | 0 | 0 | 0.2 | 24.2 | 0.9 | 0 | 15
Thu, 09.08. 06:00 | 24.7 | 3.6 | 21.1 | 47 | 1.1 | 1.1 | 0 | 0 | 0.3 | 45.6 | 2.5 | 0 | 15
Thu, 09.08. 07:00 | 25.2 | 3.3 | 21.9 | 47.6 | 1.8 | 1.8 | 0 | 0 | 0.8 | 52.7 | 2.4 | 0 | 17
Thu, 09.08. 08:00 | 26 | 3.1 | 22.9 | 48.4 | 2.9 | 2.9 | 0 | 0 | 1.6 | 53.8 | 2.3 | 0 | 18
Thu, 09.08. 09:00 | 26.6 | 2.9 | 23.7 | 49.3 | 7.9 | 7.9 | 0 | 0 | 1.8 | 47.5 | 2.4 | 0 | 20
Thu, 09.08. 10:00 | 27.1 | 2.6 | 24.5 | 49.9 | 10.1 | 10.1 | 0 | 0 | 1.8 | 39 | 2.3 | 0 | 21
Thu, 09.08. 11:00 | 27.1 | 2.3 | 24.8 | 50 | 13.1 | 13.1 | 0 | 0 | 1.6 | 39.8 | 2.5 | 0 | 23
Thu, 09.08. 12:00 | 28.4 | 2.2 | 26.2 | 51.3 | 15.8 | 15.8 | 0 | 0 | 1.5 | 46 | 2.8 | 0 | 24
Thu, 09.08. 13:00 | 25 | 2 | 23 | 48.1 | 15.1 | 15.1 | 0 | 0 | 1.3 | 51.4 | 2.6 | 0 | 24
Thu, 09.08. 14:00 | 25.1 | 2.2 | 22.9 | 48.2 | 15.5 | 15.5 | 0 | 0 | 1.4 | 67.6 | 2.6 | 0 | 23
Thu, 09.08. 15:00 | 22.4 | 2 | 20.4 | 45.6 | 14.3 | 14.3 | 0 | 0 | 1.2 | 78.5 | 2.3 | 0 | 23
Thu, 09.08. 16:00 | 23.1 | 2 | 21.1 | 46.1 | 15.5 | 15.5 | 0 | 0 | 1.1 | 116.8 | 2.6 | 0 | 23
Thu, 09.08. 17:00 | 22.2 | 1.7 | 20.5 | 45 | 13.9 | 13.9 | 0 | 0 | 0.6 | 128.8 | 2.7 | 0 | 23
Thu, 09.08. 18:00 | 22.9 | 1.9 | 21 | 45.5 | 12.6 | 12.6 | 0 | 0 | 0.4 | 141.9 | 2.8 | 0 | 22
Thu, 09.08. 19:00 | 22.3 | 1.9 | 20.4 | 44.6 | 8.3 | 8.3 | 0 | 0 | 0.3 | 123.1 | 2.8 | 0 | 20
Thu, 09.08. 20:00 | 24.4 | 2.1 | 22.3 | 46.4 | 5.1 | 5.1 | 0 | 0 | 0.2 | 110.7 | 2.8 | 0 | 18
Thu, 09.08. 21:00 | 22.9 | 2.1 | 20.8 | 45.1 | 3.7 | 3.7 | 0 | 0 | 0.2 | 96.9 | 2.7 | 0 | 16
Thu, 09.08. 22:00 | 10.9 | 0.7 | 10.2 | 34.1 | 3.1 | 3.1 | 0 | 0 | 0.2 | 76.5 | 1.5 | 0 | 17
Thu, 09.08. 23:00 | 6.1 | 0.4 | 5.7 | 29.9 | 2.2 | 2.2 | 0 | 0 | 0.2 | 60.4 | 0.9 | 0 | 17
Fri, 10.08. 00:00 | 4.1 | 0 | 4.1 | 28.2 | 1.1 | 1.1 | 0 | 0 | 0.2 | 35.3 | 0.6 | 0 | 16
Fri, 10.08. 01:00 | 2.2 | 0 | 2.2 | 26.6 | 1.1 | 1.1 | 0 | 0 | 0.2 | 18.1 | 0.4 | 0 | 17
Fri, 10.08. 02:00 | 0.6 | 0 | 0.6 | 25.1 | 1 | 1 | 0 | 0 | 0.2 | 10.4 | 0.2 | 0 | 17
Fri, 10.08. 03:00 | 0.6 | 0 | 0.6 | 25.1 | 0.7 | 0.7 | 0 | 0 | 0.2 | 8.8 | 0.1 | 0 | 16
Fri, 10.08. 04:00 | 2.6 | 0.2 | 2.4 | 26.9 | 0.7 | 0.7 | 0 | 0 | 0.2 | 12.5 | 0.3 | 0 | 16
Fri, 10.08. 05:00 | 7.4 | 0.4 | 7 | 31.3 | 0.7 | 0.7 | 0 | 0 | 0.2 | 23.1 | 0.8 | 0 | 16
Fri, 10.08. 06:00 | 18.2 | 0.5 | 17.7 | 40.8 | 0.8 | 0.8 | 0 | 0 | 0.2 | 38.3 | 2.1 | 0 | 17
Fri, 10.08. 07:00 | 23.2 | 0.5 | 22.7 | 45.5 | 1.1 | 1.1 | 0 | 0 | 0.8 | 54.3 | 2.4 | 0 | 17
Fri, 10.08. 08:00 | 23.1 | 0.5 | 22.6 | 45.6 | 1.8 | 1.8 | 0 | 0 | 1.6 | 53.3 | 2.2 | 0 | 18
Fri, 10.08. 09:00 | 22.2 | 0.5 | 21.7 | 45.1 | 2.5 | 2.5 | 0 | 0 | 1.7 | 43.5 | 1.8 | 0 | 18
Fri, 10.08. 10:00 | 23.7 | 0.4 | 23.3 | 46.8 | 4.5 | 4.5 | 0 | 0 | 1.7 | 37.1 | 1.8 | 0 | 19
Fri, 10.08. 11:00 | 25.8 | 0.4 | 25.4 | 48.8 | 9.2 | 9.2 | 0 | 0 | 1.6 | 40.6 | 2.1 | 0 | 22
Fri, 10.08. 12:00 | 25.2 | 0.3 | 24.9 | 48.4 | 7.8 | 7.8 | 0 | 0 | 1.4 | 43.7 | 1.9 | 0 | 21
Fri, 10.08. 13:00 | 26.3 | 0.4 | 25.9 | 49.4 | 8.7 | 8.7 | 0 | 0 | 1.4 | 57.4 | 2 | 0 | 21
Fri, 10.08. 14:00 | 21 | 0.3 | 20.7 | 44.4 | 8 | 8 | 0 | 0 | 1.2 | 61.2 | 1.7 | 0 | 21
Fri, 10.08. 15:00 | 20.9 | 0.3 | 20.6 | 44.4 | 6.8 | 6.8 | 0 | 0 | 1.2 | 79.3 | 1.6 | 0 | 20
Fri, 10.08. 16:00 | 21.5 | 0.4 | 21.1 | 44.7 | 7.3 | 7.3 | 0 | 0 | 1.1 | 116.8 | 1.8 | 0 | 20
Fri, 10.08. 17:00 | 20.4 | 0.3 | 20.1 | 43.5 | 4.9 | 4.9 | 0 | 0 | 0.6 | 126.1 | 1.8 | 0 | 19
Fri, 10.08. 18:00 | 21.3 | 0.3 | 21 | 44.2 | 3.5 | 3.5 | 0 | 0 | 0.4 | 141.9 | 2 | 0 | 18
Fri, 10.08. 19:00 | 23 | 0.3 | 22.7 | 45.3 | 3 | 3 | 0 | 0 | 0.3 | 137.5 | 2.6 | 0 | 17
Fri, 10.08. 20:00 | 21.3 | 0.3 | 21 | 43.8 | 1.9 | 1.9 | 0 | 0 | 0.2 | 104.2 | 2.4 | 0 | 15
Fri, 10.08. 21:00 | 24.1 | 4 | 20.1 | 46.4 | 1.5 | 1.5 | 0 | 0 | 0.2 | 93.2 | 2.4 | 0 | 14
Fri, 10.08. 22:00 | 10.2 | 0.1 | 10.1 | 33.7 | 1.1 | 1.1 | 0 | 0 | 0.2 | 75 | 1.3 | 0 | 15
Fri, 10.08. 23:00 | 10.1 | 3.7 | 6.4 | 34.1 | 0.9 | 0.9 | 0 | 0 | 0.2 | 67.7 | 0.8 | 0 | 14
Sat, 11.08. 00:00 | 11.7 | 7.2 | 4.5 | 36 | 1 | 1 | 0 | 0 | 0.2 | 51.9 | 0.6 | 0 | 13
Sat, 11.08. 01:00 | 13.7 | 11 | 2.7 | 38.2 | 0.8 | 0.8 | 0 | 0 | 0.2 | 30.6 | 0.4 | 0 | 12
Sat, 11.08. 02:00 | 9 | 7.5 | 1.5 | 33.6 | 0.6 | 0.6 | 0 | 0 | 0.2 | 19.8 | 0.2 | 0 | 13
Sat, 11.08. 03:00 | 7.4 | 6.8 | 0.6 | 32.1 | 0.5 | 0.5 | 0 | 0 | 0.2 | 10.6 | 0.1 | 0 | 13
Sat, 11.08. 04:00 | 9.3 | 8 | 1.3 | 34.1 | 0.5 | 0.5 | 0 | 0 | 0.2 | 10.9 | 0.2 | 0 | 13
Sat, 11.08. 05:00 | 3.4 | 1.9 | 1.5 | 28 | 0.5 | 0.5 | 0 | 0 | 0.2 | 12.3 | 0.2 | 0 | 15
Sat, 11.08. 06:00 | 5.2 | 2.9 | 2.3 | 29.8 | 0.6 | 0.6 | 0 | 0 | 0.2 | 12.7 | 0.3 | 0 | 15
Sat, 11.08. 07:00 | 8.4 | 3 | 5.4 | 32.6 | 0.9 | 0.9 | 0 | 0 | 0.3 | 14.7 | 0.6 | 0 | 16
Sat, 11.08. 08:00 | 14.6 | 2.5 | 12.1 | 37.9 | 1.5 | 1.5 | 0 | 0 | 0.4 | 19 | 1.4 | 0 | 18
Sat, 11.08. 09:00 | 24.2 | 2.1 | 22.1 | 46.5 | 1.9 | 1.9 | 0 | 0 | 0.5 | 24.7 | 2.5 | 0 | 18
Sat, 11.08. 10:00 | 27.5 | 2 | 25.5 | 49.4 | 5.2 | 5.2 | 0 | 0 | 0.5 | 45.5 | 3 | 0 | 20
Sat, 11.08. 11:00 | 30 | 1.9 | 28.1 | 51.9 | 7 | 7 | 0 | 0 | 0.5 | 55.3 | 3.2 | 0 | 21
Sat, 11.08. 12:00 | 29.7 | 1.8 | 27.9 | 51.7 | 9.1 | 9.1 | 0 | 0 | 0.5 | 77.6 | 3.2 | 0 | 22
Sat, 11.08. 13:00 | 24 | 1.6 | 22.4 | 46.6 | 8.1 | 8.1 | 0 | 0 | 0.4 | 78.1 | 2.4 | 0 | 22
Sat, 11.08. 14:00 | 26.6 | 1.8 | 24.8 | 49.1 | 11.2 | 11.2 | 0 | 0 | 0.4 | 90.7 | 2.8 | 0 | 23
Sat, 11.08. 15:00 | 24.5 | 1.8 | 22.7 | 47.4 | 9.6 | 9.6 | 0 | 0 | 0.4 | 85.9 | 2.3 | 0 | 22
Sat, 11.08. 16:00 | 24.1 | 1.7 | 22.4 | 47.1 | 8.1 | 8.1 | 0 | 0 | 0.4 | 87.6 | 2.2 | 0 | 21
Sat, 11.08. 17:00 | 20.5 | 1.5 | 19 | 43.5 | 2.8 | 2.8 | 0 | 0 | 0.2 | 76.6 | 1.7 | 0 | 18
Sat, 11.08. 18:00 | 20.2 | 1.7 | 18.5 | 43.1 | 2.9 | 2.9 | 0 | 0 | 0.2 | 84.2 | 1.9 | 0 | 18
Sat, 11.08. 19:00 | 20.9 | 1.9 | 19 | 43.6 | 2.7 | 2.7 | 0 | 0 | 0.2 | 85.2 | 2.1 | 0 | 17
Sat, 11.08. 20:00 | 19 | 1.9 | 17.1 | 41.7 | 2.7 | 2.7 | 0 | 0 | 0.2 | 74.7 | 2.1 | 0 | 18
Sat, 11.08. 21:00 | 15.3 | 1.9 | 13.4 | 38.3 | 2.1 | 2.1 | 0 | 0 | 0.2 | 69.7 | 1.7 | 0 | 17
Sat, 11.08. 22:00 | 10.5 | 0.6 | 9.9 | 33.9 | 1.7 | 1.7 | 0 | 0 | 0.2 | 63.5 | 1.3 | 0 | 17
Sat, 11.08. 23:00 | 6.8 | 0.4 | 6.4 | 30.7 | 1.4 | 1.4 | 0 | 0 | 0.2 | 58.4 | 0.9 | 0 | 17
Sun, 12.08. 00:00 | 4.1 | 0 | 4.1 | 28.3 | 1.1 | 1.1 | 0 | 0 | 0.2 | 57.9 | 0.6 | 0 | 16
Sun, 12.08. 01:00 | 2.6 | 0 | 2.6 | 27 | 1.2 | 1.2 | 0 | 0 | 0.2 | 53 | 0.4 | 0 | 17
Sun, 12.08. 02:00 | 1.7 | 0 | 1.7 | 26.2 | 0.9 | 0.9 | 0 | 0 | 0.2 | 39.3 | 0.3 | 0 | 16
Sun, 12.08. 03:00 | 0.7 | 0 | 0.7 | 25.4 | 0.6 | 0.6 | 0 | 0 | 0.2 | 19.2 | 0.1 | 0 | 15
Sun, 12.08. 04:00 | 1.5 | 0 | 1.5 | 26.1 | 0.6 | 0.6 | 0 | 0 | 0.2 | 11.6 | 0.2 | 0 | 15
Sun, 12.08. 05:00 | 1.7 | 0 | 1.7 | 26.2 | 0.8 | 0.8 | 0 | 0 | 0.2 | 9.9 | 0.3 | 0 | 16
Sun, 12.08. 06:00 | 2.2 | 0 | 2.2 | 26.7 | 0.8 | 0.8 | 0 | 0 | 0.2 | 10 | 0.3 | 0 | 16
Sun, 12.08. 07:00 | 4.6 | 0 | 4.6 | 28.8 | 1 | 1 | 0 | 0 | 0.2 | 10.5 | 0.6 | 0 | 17
Sun, 12.08. 08:00 | 11.7 | 0 | 11.7 | 35 | 1.5 | 1.5 | 0 | 0 | 0.2 | 11.4 | 1.5 | 0 | 18
Sun, 12.08. 09:00 | 21 | 0 | 21 | 43.2 | 3.4 | 3.4 | 0 | 0 | 0.2 | 12.6 | 2.7 | 0 | 19
Sun, 12.08. 10:00 | 22.1 | 0 | 22.1 | 44.1 | 5.1 | 5.1 | 0 | 0 | 0.2 | 14.6 | 3 | 0 | 20
Sun, 12.08. 11:00 | 23.4 | 0 | 23.4 | 45.2 | 8.5 | 8.5 | 0 | 0 | 0.2 | 21.6 | 3.4 | 0 | 22
Sun, 12.08. 12:00 | 23.6 | 0 | 23.6 | 45.5 | 8.2 | 8.2 | 0 | 0 | 0.3 | 34.5 | 3.3 | 0 | 21
Sun, 12.08. 13:00 | 18.1 | 0 | 18.1 | 40.6 | 7.8 | 7.8 | 0 | 0 | 0.2 | 43.6 | 2.6 | 0 | 21
Sun, 12.08. 14:00 | 15.2 | 0 | 15.2 | 38 | 5.9 | 5.9 | 0 | 0 | 0.2 | 57.5 | 2.1 | 0 | 20
Sun, 12.08. 15:00 | 13.3 | 0 | 13.3 | 36.4 | 5.9 | 5.9 | 0 | 0 | 0.2 | 54.4 | 1.9 | 0 | 20
Sun, 12.08. 16:00 | 12.7 | 0 | 12.7 | 35.8 | 7.3 | 7.3 | 0 | 0 | 0.2 | 60.4 | 2 | 0 | 21
Sun, 12.08. 17:00 | 14.1 | 0 | 14.1 | 37 | 5.9 | 5.9 | 0 | 0 | 0.2 | 67.1 | 2 | 0 | 20
Sun, 12.08. 18:00 | 14.8 | 0 | 14.8 | 37.7 | 4.3 | 4.3 | 0 | 0 | 0.2 | 81.6 | 2 | 0 | 19
Sun, 12.08. 19:00 | 16 | 0 | 16 | 38.8 | 2.8 | 2.8 | 0 | 0 | 0.2 | 88.7 | 2.1 | 0 | 18
Sun, 12.08. 20:00 | 14.8 | 0 | 14.8 | 37.7 | 2.6 | 2.6 | 0 | 0 | 0.2 | 80.2 | 1.9 | 0 | 18
Sun, 12.08. 21:00 | 12.5 | 0 | 12.5 | 35.7 | 2 | 2 | 0 | 0 | 0.2 | 67.7 | 1.6 | 0 | 17
Sun, 12.08. 22:00 | 8.8 | 0 | 8.8 | 32.5 | 1.6 | 1.6 | 0 | 0 | 0.2 | 51.7 | 1.2 | 0 | 17
Sun, 12.08. 23:00 | 6.2 | 0 | 6.2 | 30.3 | 1 | 1 | 0 | 0 | 0.2 | 45.5 | 0.8 | 0 | 15
Mon, 13.08. 00:00 | 4.6 | 0.3 | 4.3 | 28.9 | 0.1 | 0.1 | 0 | 0 | 0.2 | 37.1 | 0.5 | 0 | 15
Mon, 13.08. 01:00 | 6.2 | 4 | 2.2 | 30.7 | 0.1 | 0.1 | 0 | 0 | 0.2 | 18.6 | 0.3 | 0 | 14
Mon, 13.08. 02:00 | 1.1 | 0.4 | 0.7 | 25.9 | 0.1 | 0.1 | 0 | 0 | 0.2 | 11 | 0.1 | 0 | 15
Mon, 13.08. 03:00 | 1.1 | 0.5 | 0.6 | 25.7 | 0.1 | 0.1 | 0 | 0 | 0.2 | 8.4 | 0.1 | 0 | 15
Mon, 13.08. 04:00 | 7 | 4.6 | 2.4 | 31.7 | 0.1 | 0.1 | 0 | 0 | 0.2 | 12.3 | 0.3 | 0 | 14
Mon, 13.08. 05:00 | 12.7 | 5.6 | 7.1 | 36.8 | 0.1 | 0.1 | 0 | 0 | 0.2 | 23.3 | 0.8 | 0 | 14
Mon, 13.08. 06:00 | 24.1 | 3 | 21.1 | 46.6 | 0.1 | 0.1 | 0 | 0 | 0.3 | 45.6 | 2.4 | 0 | 15
Mon, 13.08. 07:00 | 27 | 3.2 | 23.8 | 49.2 | 0.6 | 0.6 | 0 | 0 | 0.9 | 56.9 | 2.5 | 0 | 17
Mon, 13.08. 08:00 | 25 | 2.6 | 22.4 | 47.8 | 0.7 | 0.7 | 0 | 0 | 1.5 | 52.7 | 2 | 0 | 17
Mon, 13.08. 09:00 | 24 | 2.3 | 21.7 | 47.4 | 0.4 | 0.4 | 0 | 0 | 1.7 | 43.5 | 1.6 | 0 | 15
Mon, 13.08. 10:00 | 27.7 | 2.3 | 25.4 | 50.9 | 1.2 | 1.2 | 0 | 0 | 1.9 | 40.4 | 1.6 | 0 | 18
Mon, 13.08. 11:00 | 29.4 | 2.2 | 27.2 | 52.9 | 0.5 | 0.5 | 0 | 0 | 1.8 | 43.5 | 1.5 | 0 | 15
Mon, 13.08. 12:00 | 26.9 | 1.9 | 25 | 50.5 | 0.7 | 0.7 | 0 | 0 | 1.4 | 43.7 | 1.3 | 0 | 16
Mon, 13.08. 13:00 | 26.6 | 1.9 | 24.7 | 50.2 | 0.7 | 0.7 | 0 | 0 | 1.4 | 54.7 | 1.3 | 0 | 16
Mon, 13.08. 14:00 | 23.6 | 1.8 | 21.8 | 47.3 | 1.2 | 1.2 | 0 | 0 | 1.3 | 64.4 | 1.2 | 0 | 18
Mon, 13.08. 15:00 | 24.1 | 1.9 | 22.2 | 47.7 | 1 | 1 | 0 | 0 | 1.3 | 84.9 | 1.2 | 0 | 17
Mon, 13.08. 16:00 | 22.6 | 1.7 | 20.9 | 46.2 | 1.2 | 1.2 | 0 | 0 | 1.1 | 115.7 | 1.3 | 0 | 18
Mon, 13.08. 17:00 | 23.5 | 1.6 | 21.9 | 46.7 | 1.2 | 1.2 | 0 | 0 | 0.6 | 136.8 | 1.7 | 0 | 18
Mon, 13.08. 18:00 | 21.2 | 1.6 | 19.6 | 44.3 | 1 | 1 | 0 | 0 | 0.4 | 132.1 | 1.7 | 0 | 18
Mon, 13.08. 19:00 | 24.5 | 1.9 | 22.6 | 46.9 | 0.6 | 0.6 | 0 | 0 | 0.3 | 136.2 | 2.3 | 0 | 16
Mon, 13.08. 20:00 | 23 | 1.7 | 21.3 | 45.5 | 0.2 | 0.2 | 0 | 0 | 0.2 | 105.3 | 2.3 | 0 | 15
Mon, 13.08. 21:00 | 24.5 | 5.1 | 19.4 | 47.2 | 0.1 | 0.1 | 0 | 0 | 0.2 | 89.6 | 2.2 | 0 | 14
Mon, 13.08. 22:00 | 18.4 | 7.8 | 10.6 | 42.1 | 0.1 | 0.1 | 0 | 0 | 0.2 | 78.1 | 1.3 | 0 | 13
Mon, 13.08. 23:00 | 21.6 | 15.6 | 6 | 46 | 0.1 | 0.1 | 0 | 0 | 0.2 | 63.7 | 0.7 | 0 | 11
Tue, 14.08. 00:00 | 36.9 | 32.8 | 4.1 | 60.3 | 0.8 | 0.8 | 0 | 0 | 0.2 | 35.3 | 0.8 | 0 | 9
Tue, 14.08. 01:00 | 37.5 | 35.2 | 2.3 | 61 | 0.7 | 0.7 | 0 | 0 | 0.2 | 19.4 | 0.6 | 0 | 9
Tue, 14.08. 02:00 | 46.5 | 45.8 | 0.7 | 69 | 0.5 | 0.5 | 0 | 0 | 0.2 | 10.7 | 0.6 | 0 | 8
Tue, 14.08. 03:00 | 37.4 | 36.7 | 0.7 | 61.1 | 0.5 | 0.5 | 0 | 0 | 0.2 | 9.7 | 0.4 | 0 | 9
Tue, 14.08. 04:00 | 22.9 | 20.5 | 2.4 | 47.6 | 0.4 | 0.4 | 0 | 0 | 0.2 | 12 | 0.3 | 0 | 11
Tue, 14.08. 05:00 | 27.1 | 20.2 | 6.9 | 51.1 | 0.4 | 0.4 | 0 | 0 | 0.2 | 22.6 | 0.9 | 0 | 12
Tue, 14.08. 06:00 | 43.9 | 23.1 | 20.8 | 66.1 | 0.5 | 0.5 | 0 | 0 | 0.3 | 44.7 | 2.4 | 0 | 13
Tue, 14.08. 07:00 | 39.8 | 18.4 | 21.4 | 62.2 | 0.6 | 0.6 | 0 | 0 | 0.8 | 51.1 | 2.3 | 0 | 14
Tue, 14.08. 08:00 | 35.5 | 13.7 | 21.8 | 58 | 0.9 | 0.9 | 0 | 0 | 1.5 | 51.2 | 2.1 | 0 | 15
Tue, 14.08. 09:00 | 34.5 | 12.4 | 22.1 | 57.4 | 1.8 | 1.8 | 0 | 0 | 1.7 | 44 | 1.8 | 0 | 16
Tue, 14.08. 10:00 | 33.5 | 11 | 22.5 | 56.5 | 2.2 | 2.2 | 0 | 0 | 1.6 | 35.6 | 1.6 | 0 | 17
Tue, 14.08. 11:00 | 36.4 | 10.9 | 25.5 | 59.4 | 4.3 | 4.3 | 0 | 0 | 1.7 | 40.6 | 1.7 | 0 | 19
Tue, 14.08. 12:00 | 34.8 | 9.8 | 25 | 57.9 | 5.9 | 5.9 | 0 | 0 | 1.5 | 43.7 | 1.7 | 0 | 20
Tue, 14.08. 13:00 | 36.6 | 10.6 | 26 | 59.5 | 9.7 | 9.7 | 0 | 0 | 1.4 | 57.4 | 2.1 | 0 | 22
Tue, 14.08. 14:00 | 33.2 | 10.2 | 23 | 56.4 | 9.8 | 9.8 | 0 | 0 | 1.4 | 67.6 | 2 | 0 | 22
Tue, 14.08. 15:00 | 31.8 | 10 | 21.8 | 55.1 | 6.5 | 6.5 | 0 | 0 | 1.3 | 83.3 | 1.7 | 0 | 20
Tue, 14.08. 16:00 | 28.6 | 9 | 19.6 | 51.9 | 6.2 | 6.2 | 0 | 0 | 1 | 108.1 | 1.7 | 0 | 20
Tue, 14.08. 17:00 | 31.4 | 9.3 | 22.1 | 54.3 | 6.4 | 6.4 | 0 | 0 | 0.7 | 138.1 | 2.2 | 0 | 20
Tue, 14.08. 18:00 | 31.3 | 9.8 | 21.5 | 53.8 | 4.6 | 4.6 | 0 | 0 | 0.4 | 144.7 | 2.2 | 0 | 19
Tue, 14.08. 19:00 | 32.8 | 10.2 | 22.6 | 55 | 2.4 | 2.4 | 0 | 0 | 0.3 | 136.2 | 2.6 | 0 | 16
Tue, 14.08. 20:00 | 34.9 | 13.3 | 21.6 | 57.2 | 1.7 | 1.7 | 0 | 0 | 0.2 | 106.4 | 2.5 | 0 | 14
Tue, 14.08. 21:00 | 32 | 12.4 | 19.6 | 54.3 | 1.3 | 1.3 | 0 | 0 | 0.2 | 90.5 | 2.4 | 0 | 14
Tue, 14.08. 22:00 | 20.1 | 9.9 | 10.2 | 43.7 | 1 | 1 | 0 | 0 | 0.2 | 75 | 1.3 | 0 | 13
Tue, 14.08. 23:00 | 19.8 | 13.3 | 6.5 | 44.1 | 0.9 | 0.9 | 0 | 0 | 0.2 | 69 | 0.9 | 0 | 12
Wed, 15.08. 00:00 | 15.8 | 11.4 | 4.4 | 40.4 | 1.4 | 1.4 | 0 | 0 | 0.2 | 37.1 | 0.6 | 0 | 12
Wed, 15.08. 01:00 | 10.1 | 7.8 | 2.3 | 34.9 | 1.1 | 1.1 | 0 | 0 | 0.2 | 19.2 | 0.4 | 0 | 13
Wed, 15.08. 02:00 | 8.1 | 7.5 | 0.6 | 33.1 | 0.8 | 0.8 | 0 | 0 | 0.2 | 10.3 | 0.2 | 0 | 13
Wed, 15.08. 03:00 | 8.2 | 7.6 | 0.6 | 33.2 | 0.8 | 0.8 | 0 | 0 | 0.2 | 9 | 0.1 | 0 | 13
Wed, 15.08. 04:00 | 10.7 | 8.3 | 2.4 | 35.5 | 0.7 | 0.7 | 0 | 0 | 0.2 | 12 | 0.3 | 0 | 13
Wed, 15.08. 05:00 | 13 | 5.9 | 7.1 | 37.2 | 0.7 | 0.7 | 0 | 0 | 0.2 | 23.1 | 0.9 | 0 | 14
Wed, 15.08. 06:00 | 22.9 | 3.3 | 19.6 | 45.7 | 0.7 | 0.7 | 0 | 0 | 0.3 | 42.2 | 2.3 | 0 | 15
Wed, 15.08. 07:00 | 25.2 | 3.3 | 21.9 | 47.9 | 1.4 | 1.4 | 0 | 0 | 0.8 | 52.2 | 2.4 | 0 | 17
Wed, 15.08. 08:00 | 25.5 | 3 | 22.5 | 48.3 | 3.8 | 3.8 | 0 | 0 | 1.6 | 52.7 | 2.3 | 0 | 19
Wed, 15.08. 09:00 | 25.2 | 2.7 | 22.5 | 48.3 | 7.9 | 7.9 | 0 | 0 | 1.8 | 44.8 | 2.3 | 0 | 21
Wed, 15.08. 10:00 | 26.6 | 2.5 | 24.1 | 49.8 | 10.1 | 10.1 | 0 | 0 | 1.8 | 38.2 | 2.3 | 0 | 22
Wed, 15.08. 11:00 | 26.5 | 2.2 | 24.3 | 50 | 8.4 | 8.4 | 0 | 0 | 1.6 | 38.6 | 2 | 0 | 21
Wed, 15.08. 12:00 | 28.3 | 2.2 | 26.1 | 51.6 | 10.9 | 10.9 | 0 | 0 | 1.5 | 45.6 | 2.2 | 0 | 22
Wed, 15.08. 13:00 | 26.5 | 2.1 | 24.4 | 50.1 | 9.6 | 9.6 | 0 | 0 | 1.4 | 54.1 | 2 | 0 | 21
Wed, 15.08. 14:00 | 25.5 | 2.2 | 23.3 | 49 | 7.1 | 7.1 | 0 | 0 | 1.4 | 68.2 | 1.8 | 0 | 19
Wed, 15.08. 15:00 | 22.5 | 2 | 20.5 | 46.1 | 9.5 | 9.5 | 0 | 0 | 1.2 | 78.5 | 1.9 | 0 | 21
Wed, 15.08. 16:00 | 23 | 2 | 21 | 46.4 | 10.2 | 10.2 | 0 | 0 | 1.1 | 115.7 | 2.1 | 0 | 21
Wed, 15.08. 17:00 | 21.5 | 1.7 | 19.8 | 44.7 | 8.8 | 8.8 | 0 | 0 | 0.6 | 123.5 | 2.1 | 0 | 21
Wed, 15.08. 18:00 | 22.5 | 1.9 | 20.6 | 45.3 | 9 | 9 | 0 | 0 | 0.4 | 137.7 | 2.4 | 0 | 21
Wed, 15.08. 19:00 | 22.4 | 1.9 | 20.5 | 45.1 | 4 | 4 | 0 | 0 | 0.3 | 123.1 | 2.4 | 0 | 18
Wed, 15.08. 20:00 | 25.5 | 2.2 | 23.3 | 47.8 | 3.8 | 3.8 | 0 | 0 | 0.3 | 114.9 | 2.8 | 0 | 18
Wed, 15.08. 21:00 | 21.3 | 1.9 | 19.4 | 44 | 2.6 | 2.6 | 0 | 0 | 0.2 | 89.6 | 2.4 | 0 | 17
Wed, 15.08. 22:00 | 10.8 | 0.6 | 10.2 | 34.6 | 2.2 | 2.2 | 0 | 0 | 0.2 | 75.8 | 1.4 | 0 | 17
Wed, 15.08. 23:00 | 6.9 | 0.5 | 6.4 | 31 | 1.8 | 1.8 | 0 | 0 | 0.2 | 67.7 | 0.9 | 0 | 17
Thu, 16.08. 00:00 | 4 | 0 | 4 | 28.4 | 4.7 | 4.7 | 0 | 0 | 0.2 | 34.6 | 0.9 | 0 | 16
Thu, 16.08. 01:00 | 2.3 | 0 | 2.3 | 26.9 | 4.3 | 4.3 | 0 | 0 | 0.2 | 19.2 | 0.6 | 0 | 17
Thu, 16.08. 02:00 | 0.7 | 0 | 0.7 | 25.6 | 3 | 3 | 0 | 0 | 0.2 | 10.9 | 0.3 | 0 | 15
Thu, 16.08. 03:00 | 0.6 | 0 | 0.6 | 25.4 | 2.7 | 2.7 | 0 | 0 | 0.2 | 9 | 0.3 | 0 | 16
Thu, 16.08. 04:00 | 2.3 | 0 | 2.3 | 26.9 | 2.5 | 2.5 | 0 | 0 | 0.2 | 11.4 | 0.5 | 0 | 16
Thu, 16.08. 05:00 | 6.4 | 0 | 6.4 | 30.5 | 2.4 | 2.4 | 0 | 0 | 0.2 | 20.6 | 0.9 | 0 | 17
Thu, 16.08. 06:00 | 20.1 | 0 | 20.1 | 42.6 | 3.1 | 3.1 | 0 | 0 | 0.3 | 43 | 2.5 | 0 | 18
Thu, 16.08. 07:00 | 21.7 | 0 | 21.7 | 44.1 | 6.6 | 6.6 | 0 | 0 | 0.8 | 51.6 | 2.8 | 0 | 20
Thu, 16.08. 08:00 | 20.1 | 0 | 20.1 | 42.9 | 11.8 | 11.8 | 0 | 0 | 1.4 | 47 | 2.8 | 0 | 23
Thu, 16.08. 09:00 | 23.5 | 0 | 23.5 | 46.2 | 20.3 | 20.3 | 0 | 0 | 1.8 | 46.6 | 3.9 | 0 | 25
Thu, 16.08. 10:00 | 24.2 | 0 | 24.2 | 47 | 24.8 | 24.8 | 0 | 0 | 1.8 | 38.2 | 4.6 | 0 | 27
Thu, 16.08. 11:00 | 27.4 | 0 | 27.4 | 50.3 | 27.7 | 27.7 | 0 | 0 | 1.8 | 43.5 | 4.9 | 0 | 27
Thu, 16.08. 12:00 | 27.6 | 0 | 27.6 | 50.6 | 31 | 31 | 0 | 0 | 1.6 | 48.3 | 5.5 | 0 | 28
Thu, 16.08. 13:00 | 26.2 | 0 | 26.2 | 49.2 | 31.9 | 31.9 | 0 | 0 | 1.5 | 57.9 | 5.5 | 0 | 28
Thu, 16.08. 14:00 | 21.6 | 0 | 21.6 | 44.7 | 31.4 | 31.4 | 0 | 0 | 1.3 | 63.1 | 5.6 | 0 | 29
Thu, 16.08. 15:00 | 21.2 | 0 | 21.2 | 44.3 | 30.6 | 30.6 | 0 | 0 | 1.2 | 80.9 | 5.2 | 0 | 28
Thu, 16.08. 16:00 | 19.2 | 0 | 19.2 | 42.3 | 30.7 | 30.7 | 0 | 0 | 1 | 105.9 | 5.5 | 0 | 29
Thu, 16.08. 17:00 | 21 | 0 | 21 | 43.7 | 29.4 | 29.4 | 0 | 0 | 0.6 | 131.4 | 5.4 | 0 | 28
Thu, 16.08. 18:00 | 19.5 | 0 | 19.5 | 42.1 | 25.6 | 25.6 | 0 | 0 | 0.4 | 130.8 | 4.8 | 0 | 27
Thu, 16.08. 19:00 | 23.6 | 0 | 23.6 | 45.6 | 21.7 | 21.7 | 0 | 0 | 0.3 | 141.4 | 4.4 | 0 | 23
Thu, 16.08. 20:00 | 22.4 | 0 | 22.4 | 44.5 | 17.3 | 17.3 | 0 | 0 | 0.3 | 110.7 | 3.9 | 0 | 22
Thu, 16.08. 21:00 | 20.3 | 0 | 20.3 | 42.6 | 13.2 | 13.2 | 0 | 0 | 0.2 | 93.2 | 3.4 | 0 | 21
Thu, 16.08. 22:00 | 10.6 | 0 | 10.6 | 33.9 | 8.5 | 8.5 | 0 | 0 | 0.2 | 78.1 | 2 | 0 | 19
Thu, 16.08. 23:00 | 6.2 | 0 | 6.2 | 30 | 6.8 | 6.8 | 0 | 0 | 0.2 | 65.1 | 1.3 | 0 | 19
Fri, 17.08. 00:00 | 4.3 | 0 | 4.3 | 28.5 | 5.8 | 5.8 | 0 | 0 | 0.2 | 36.8 | 1 | 0 | 19
Fri, 17.08. 01:00 | 2.2 | 0 | 2.2 | 26.5 | 4.8 | 4.8 | 0 | 0 | 0.2 | 18.1 | 0.7 | 0 | 19
Fri, 17.08. 02:00 | 0.6 | 0 | 0.6 | 25.2 | 2.8 | 2.8 | 0 | 0 | 0.2 | 10.4 | 0.3 | 0 | 18
Fri, 17.08. 03:00 | 0.6 | 0 | 0.6 | 25.2 | 2.5 | 2.5 | 0 | 0 | 0.2 | 8.8 | 0.3 | 0 | 18
Fri, 17.08. 04:00 | 2.4 | 0 | 2.4 | 26.9 | 2.3 | 2.3 | 0 | 0 | 0.2 | 12 | 0.5 | 0 | 17
Fri, 17.08. 05:00 | 6.5 | 0 | 6.5 | 30.6 | 2 | 2 | 0 | 0 | 0.2 | 21.3 | 0.9 | 0 | 17
Fri, 17.08. 06:00 | 19.6 | 0 | 19.6 | 42.1 | 2.3 | 2.3 | 0 | 0 | 0.3 | 42.2 | 2.4 | 0 | 17
Fri, 17.08. 07:00 | 21.3 | 0 | 21.3 | 43.8 | 4.4 | 4.4 | 0 | 0 | 0.8 | 50.6 | 2.5 | 0 | 19
Fri, 17.08. 08:00 | 23 | 0 | 23 | 45.6 | 9.3 | 9.3 | 0 | 0 | 1.6 | 53.8 | 2.8 | 0 | 21
Fri, 17.08. 09:00 | 22.6 | 0 | 22.6 | 45.6 | 11.7 | 11.7 | 0 | 0 | 1.8 | 44.8 | 2.6 | 0 | 21
Fri, 17.08. 10:00 | 23.9 | 0 | 23.9 | 47 | 14.8 | 14.8 | 0 | 0 | 1.8 | 37.8 | 2.7 | 0 | 22
Fri, 17.08. 11:00 | 24.5 | 0 | 24.5 | 47.7 | 16.6 | 16.6 | 0 | 0 | 1.6 | 39 | 2.8 | 0 | 23
Fri, 17.08. 12:00 | 26.3 | 0 | 26.3 | 49.4 | 20.5 | 20.5 | 0 | 0 | 1.5 | 46 | 3.3 | 0 | 24
Fri, 17.08. 13:00 | 24.2 | 0 | 24.2 | 47.4 | 22 | 22 | 0 | 0 | 1.4 | 53.5 | 3.5 | 0 | 25
Fri, 17.08. 14:00 | 21.2 | 0 | 21.2 | 44.4 | 23.3 | 23.3 | 0 | 0 | 1.3 | 61.8 | 3.8 | 0 | 26
Fri, 17.08. 15:00 | 21.3 | 0 | 21.3 | 44.5 | 24.3 | 24.3 | 0 | 0 | 1.2 | 80.9 | 3.9 | 0 | 26
Fri, 17.08. 16:00 | 20.8 | 0 | 20.8 | 43.9 | 23.5 | 23.5 | 0 | 0 | 1.1 | 114.6 | 3.8 | 0 | 25
Fri, 17.08. 17:00 | 21.5 | 0 | 21.5 | 44.3 | 22.3 | 22.3 | 0 | 0 | 0.6 | 134.1 | 3.9 | 0 | 25
Fri, 17.08. 18:00 | 19.5 | 0 | 19.5 | 42.3 | 17.2 | 17.2 | 0 | 0 | 0.4 | 130.8 | 3.2 | 0 | 23
Fri, 17.08. 19:00 | 21 | 0 | 21 | 43.3 | 15.2 | 15.2 | 0 | 0 | 0.3 | 125.7 | 3.4 | 0 | 22
Fri, 17.08. 20:00 | 21.4 | 0 | 21.4 | 43.5 | 15.6 | 15.6 | 0 | 0 | 0.2 | 105.3 | 3.7 | 0 | 23
Fri, 17.08. 21:00 | 21 | 0 | 21 | 43.1 | 13.3 | 13.3 | 0 | 0 | 0.2 | 96.9 | 3.5 | 0 | 22
Fri, 17.08. 22:00 | 11.3 | 0 | 11.3 | 34.4 | 12.3 | 12.3 | 0 | 0 | 0.2 | 83.5 | 2.4 | 0 | 22
Fri, 17.08. 23:00 | 6.5 | 0 | 6.5 | 30.2 | 10.7 | 10.7 | 0 | 0 | 0.2 | 69 | 1.7 | 0 | 22
Sat, 18.08. 00:00 | 4.7 | 0 | 4.7 | 28.6 | 8.9 | 8.9 | 0 | 0 | 0.2 | 54.1 | 1.3 | 0 | 22
Sat, 18.08. 01:00 | 2.7 | 0 | 2.7 | 26.8 | 8.2 | 8.2 | 0 | 0 | 0.2 | 30 | 1 | 0 | 22
Sat, 18.08. 02:00 | 1.7 | 0 | 1.7 | 26 | 8.2 | 8.2 | 0 | 0 | 0.2 | 20.4 | 0.9 | 0 | 22
Sat, 18.08. 03:00 | 0.6 | 0 | 0.6 | 25 | 6 | 6 | 0 | 0 | 0.2 | 11.1 | 0.6 | 0 | 21
Sat, 18.08. 04:00 | 1.3 | 0 | 1.3 | 25.7 | 6.3 | 6.3 | 0 | 0 | 0.2 | 10.9 | 0.7 | 0 | 21
Sat, 18.08. 05:00 | 1.6 | 0 | 1.6 | 25.9 | 8.3 | 8.3 | 0 | 0 | 0.2 | 13.2 | 0.9 | 0 | 22
Sat, 18.08. 06:00 | 2.3 | 0 | 2.3 | 26.6 | 8.1 | 8.1 | 0 | 0 | 0.2 | 12.7 | 0.9 | 0 | 22
Sat, 18.08. 07:00 | 5.1 | 0 | 5.1 | 29.1 | 6.4 | 6.4 | 0 | 0 | 0.3 | 13.6 | 1 | 0 | 21
Sat, 18.08. 08:00 | 12.2 | 0 | 12.2 | 35.4 | 7 | 7 | 0 | 0 | 0.5 | 19.2 | 1.9 | 0 | 21
Sat, 18.08. 09:00 | 23.8 | 0 | 23.8 | 45.9 | 6.9 | 6.9 | 0 | 0 | 0.5 | 26.5 | 3.1 | 0 | 20
Sat, 18.08. 10:00 | 27.1 | 0 | 27.1 | 48.8 | 9.1 | 9.1 | 0 | 0 | 0.5 | 47.8 | 3.5 | 0 | 21
Sat, 18.08. 11:00 | 30.4 | 0 | 30.4 | 52.2 | 6.9 | 6.9 | 0 | 0 | 0.5 | 59.2 | 3.4 | 0 | 19
Sat, 18.08. 12:00 | 27 | 0 | 27 | 49.3 | 7.2 | 7.2 | 0 | 0 | 0.4 | 74.5 | 2.9 | 0 | 19
Sat, 18.08. 13:00 | 26.6 | 0 | 26.6 | 49.1 | 9.6 | 9.6 | 0 | 0 | 0.4 | 92.1 | 2.8 | 0 | 20
Sat, 18.08. 14:00 | 25 | 0 | 25 | 47.8 | 9.6 | 9.6 | 0 | 0 | 0.4 | 90.7 | 2.6 | 0 | 20
Sat, 18.08. 15:00 | 22.2 | 0 | 22.2 | 45.3 | 7.8 | 7.8 | 0 | 0 | 0.4 | 83.5 | 2.1 | 0 | 19
Sat, 18.08. 16:00 | 20.5 | 0 | 20.5 | 43.6 | 10.3 | 10.3 | 0 | 0 | 0.3 | 79.4 | 2.3 | 0 | 21
Sat, 18.08. 17:00 | 22.4 | 0 | 22.4 | 45.1 | 11.1 | 11.1 | 0 | 0 | 0.3 | 89.2 | 2.6 | 0 | 21
Sat, 18.08. 18:00 | 18.9 | 0 | 18.9 | 41.8 | 8.6 | 8.6 | 0 | 0 | 0.2 | 85.1 | 2.4 | 0 | 20
Sat, 18.08. 19:00 | 19.1 | 0 | 19.1 | 41.7 | 8.8 | 8.8 | 0 | 0 | 0.2 | 85.2 | 2.7 | 0 | 20
Sat, 18.08. 20:00 | 15.8 | 0 | 15.8 | 38.7 | 7.6 | 7.6 | 0 | 0 | 0.2 | 68.2 | 2.4 | 0 | 20
Sat, 18.08. 21:00 | 14 | 0 | 14 | 37 | 6.1 | 6.1 | 0 | 0 | 0.2 | 72.4 | 2.1 | 0 | 19
Sat, 18.08. 22:00 | 9 | 0 | 9 | 32.6 | 3.2 | 3.2 | 0 | 0 | 0.2 | 57.3 | 1.3 | 0 | 18
Sat, 18.08. 23:00 | 6.6 | 0 | 6.6 | 30.5 | 2.6 | 2.6 | 0 | 0 | 0.2 | 59.6 | 1 | 0 | 17
Sun, 19.08. 00:00 | 4.7 | 0.2 | 4.5 | 28.9 | 1.1 | 1.1 | 0 | 0 | 0.2 | 62.4 | 0.6 | 0 | 18
Sun, 19.08. 01:00 | 3 | 0.3 | 2.7 | 27.2 | 1 | 1 | 0 | 0 | 0.2 | 53 | 0.4 | 0 | 18
Sun, 19.08. 02:00 | 1.8 | 0.3 | 1.5 | 26.3 | 0.8 | 0.8 | 0 | 0 | 0.2 | 38.1 | 0.3 | 0 | 17
Sun, 19.08. 03:00 | 0.9 | 0.3 | 0.6 | 25.5 | 0.5 | 0.5 | 0 | 0 | 0.2 | 18.5 | 0.1 | 0 | 16
Sun, 19.08. 04:00 | 2 | 0.5 | 1.5 | 26.5 | 0.3 | 0.3 | 0 | 0 | 0.2 | 11 | 0.2 | 0 | 15
Sun, 19.08. 05:00 | 2.5 | 1 | 1.5 | 27.2 | 0.5 | 0.5 | 0 | 0 | 0.2 | 9.4 | 0.2 | 0 | 16
Sun, 19.08. 06:00 | 3.9 | 1.7 | 2.2 | 28.4 | 0.7 | 0.7 | 0 | 0 | 0.2 | 10.1 | 0.3 | 0 | 17
Sun, 19.08. 07:00 | 6.3 | 1.6 | 4.7 | 30.6 | 0.8 | 0.8 | 0 | 0 | 0.2 | 10.8 | 0.6 | 0 | 17
Sun, 19.08. 08:00 | 12.7 | 1.4 | 11.3 | 36.1 | 0.8 | 0.8 | 0 | 0 | 0.2 | 10.8 | 1.4 | 0 | 17
Sun, 19.08. 09:00 | 21.5 | 1.2 | 20.3 | 43.9 | 1.2 | 1.2 | 0 | 0 | 0.2 | 12.1 | 2.4 | 0 | 18
Sun, 19.08. 10:00 | 25.4 | 1.3 | 24.1 | 47.2 | 3 | 3 | 0 | 0 | 0.3 | 15.8 | 3 | 0 | 19
Sun, 19.08. 11:00 | 23.6 | 1.1 | 22.5 | 45.7 | 1.2 | 1.2 | 0 | 0 | 0.2 | 20.5 | 2.6 | 0 | 17
Sun, 19.08. 12:00 | 22.1 | 1.1 | 21 | 44.3 | 3.1 | 3.1 | 0 | 0 | 0.2 | 30.5 | 2.6 | 0 | 19
Sun, 19.08. 13:00 | 17.9 | 1 | 16.9 | 40.7 | 4.5 | 4.5 | 0 | 0 | 0.2 | 40.6 | 2.2 | 0 | 20
Sun, 19.08. 14:00 | 15.9 | 1 | 14.9 | 38.8 | 4.6 | 4.6 | 0 | 0 | 0.2 | 56.3 | 2 | 0 | 20
Sun, 19.08. 15:00 | 14.5 | 1 | 13.5 | 37.7 | 4.7 | 4.7 | 0 | 0 | 0.2 | 54.9 | 1.8 | 0 | 20
Sun, 19.08. 16:00 | 14.4 | 1 | 13.4 | 37.6 | 1.8 | 1.8 | 0 | 0 | 0.2 | 63.5 | 1.6 | 0 | 18
Sun, 19.08. 17:00 | 15.9 | 1.1 | 14.8 | 38.8 | 3.3 | 3.3 | 0 | 0 | 0.2 | 69.8 | 1.9 | 0 | 19
Sun, 19.08. 18:00 | 16.1 | 1 | 15.1 | 39 | 3.1 | 3.1 | 0 | 0 | 0.2 | 82.4 | 2 | 0 | 19
Sun, 19.08. 19:00 | 17 | 1.1 | 15.9 | 39.9 | 1.6 | 1.6 | 0 | 0 | 0.2 | 87.8 | 2 | 0 | 18
Sun, 19.08. 20:00 | 16.4 | 1.2 | 15.2 | 39.3 | 1.3 | 1.3 | 0 | 0 | 0.2 | 81.9 | 1.9 | 0 | 17
Sun, 19.08. 21:00 | 13.9 | 1.1 | 12.8 | 37.2 | 0.8 | 0.8 | 0 | 0 | 0.2 | 69.1 | 1.6 | 0 | 15
Sun, 19.08. 22:00 | 16.7 | 7.3 | 9.4 | 40.5 | 0.6 | 0.6 | 0 | 0 | 0.2 | 55.1 | 1.2 | 0 | 13
Sun, 19.08. 23:00 | 22.2 | 15.9 | 6.3 | 46.5 | 0.5 | 0.5 | 0 | 0 | 0.2 | 45.5 | 0.8 | 0 | 11
Mon, 20.08. 00:00 | 20.3 | 16.3 | 4 | 44.8 | 0.5 | 0.5 | 0 | 0 | 0.2 | 33.8 | 0.5 | 0 | 11
Mon, 20.08. 01:00 | 25.4 | 23.1 | 2.3 | 50.2 | 0.5 | 0.5 | 0 | 0 | 0.2 | 19 | 0.3 | 0 | 10
Mon, 20.08. 02:00 | 24.4 | 23.7 | 0.7 | 49.4 | 0.4 | 0.4 | 0 | 0 | 0.2 | 10.9 | 0.1 | 0 | 10
Mon, 20.08. 03:00 | 31.5 | 30.9 | 0.6 | 55.4 | 0.3 | 0.3 | 0 | 0 | 0.2 | 8.3 | 0.3 | 0 | 9
Mon, 20.08. 04:00 | 28.5 | 26.1 | 2.4 | 53.4 | 0.3 | 0.3 | 0 | 0 | 0.2 | 12.5 | 0.3 | 0 | 10
Mon, 20.08. 05:00 | 36.4 | 29.4 | 7 | 60.6 | 0.3 | 0.3 | 0 | 0 | 0.2 | 22.9 | 0.8 | 0 | 10
Mon, 20.08. 06:00 | 37.3 | 18.6 | 18.7 | 60 | 0.3 | 0.3 | 0 | 0 | 0.2 | 40 | 2.1 | 0 | 13
Mon, 20.08. 07:00 | 35.6 | 13.4 | 22.2 | 58.1 | 0.4 | 0.4 | 0 | 0 | 0.8 | 52.7 | 2.3 | 0 | 15
Mon, 20.08. 08:00 | 32.2 | 11.3 | 20.9 | 55 | 1.1 | 1.1 | 0 | 0 | 1.5 | 48.6 | 2 | 0 | 17
Mon, 20.08. 09:00 | 33.2 | 10.8 | 22.4 | 56.2 | 1.9 | 1.9 | 0 | 0 | 1.8 | 44.4 | 1.8 | 0 | 18
Mon, 20.08. 10:00 | 32.4 | 9.6 | 22.8 | 55.5 | 3.5 | 3.5 | 0 | 0 | 1.7 | 36 | 1.7 | 0 | 19
Mon, 20.08. 11:00 | 37.2 | 10 | 27.2 | 60.4 | 4.1 | 4.1 | 0 | 0 | 1.8 | 43.1 | 1.8 | 0 | 19
Mon, 20.08. 12:00 | 37.6 | 9.5 | 28.1 | 60.9 | 4.3 | 4.3 | 0 | 0 | 1.6 | 48.8 | 1.7 | 0 | 19
Mon, 20.08. 13:00 | 35.5 | 9.2 | 26.3 | 58.7 | 4.4 | 4.4 | 0 | 0 | 1.5 | 57.9 | 1.6 | 0 | 19
Mon, 20.08. 14:00 | 29.6 | 8.2 | 21.4 | 53.1 | 5.6 | 5.6 | 0 | 0 | 1.3 | 62.5 | 1.6 | 0 | 20
Mon, 20.08. 15:00 | 29.7 | 8.4 | 21.3 | 53.1 | 5.8 | 5.8 | 0 | 0 | 1.2 | 80.9 | 1.6 | 0 | 20
Mon, 20.08. 16:00 | 28.5 | 7.9 | 20.6 | 51.8 | 5.8 | 5.8 | 0 | 0 | 1.1 | 112.4 | 1.7 | 0 | 20
Mon, 20.08. 17:00 | 27.8 | 7.2 | 20.6 | 50.8 | 5.4 | 5.4 | 0 | 0 | 0.6 | 127.4 | 1.9 | 0 | 20
Mon, 20.08. 18:00 | 26.9 | 7.3 | 19.6 | 49.9 | 2.3 | 2.3 | 0 | 0 | 0.4 | 130.8 | 1.8 | 0 | 18
Mon, 20.08. 19:00 | 28.2 | 7.6 | 20.6 | 50.9 | 1.5 | 1.5 | 0 | 0 | 0.3 | 123.1 | 2.2 | 0 | 15
Mon, 20.08. 20:00 | 36.1 | 14.8 | 21.3 | 58.8 | 1.2 | 1.2 | 0 | 0 | 0.2 | 104.2 | 2.4 | 0 | 13
Mon, 20.08. 21:00 | 34.8 | 14.7 | 20.1 | 57.4 | 0.9 | 0.9 | 0 | 0 | 0.2 | 92.3 | 2.4 | 0 | 13
Mon, 20.08. 22:00 | 21.2 | 10.1 | 11.1 | 44.8 | 0.8 | 0.8 | 0 | 0 | 0.2 | 81.2 | 1.4 | 0 | 13
Mon, 20.08. 23:00 | 17.9 | 11.9 | 6 | 42.3 | 0.6 | 0.6 | 0 | 0 | 0.2 | 63.1 | 0.8 | 0 | 12
Tue, 21.08. 00:00 | 20.3 | 16.2 | 4.1 | 44.9 | 1.9 | 1.9 | 0 | 0 | 0.2 | 34.6 | 0.7 | 0 | 11
Tue, 21.08. 01:00 | 24.9 | 22.6 | 2.3 | 49.8 | 1.6 | 1.6 | 0 | 0 | 0.2 | 19 | 0.4 | 0 | 10
Tue, 21.08. 02:00 | 21.7 | 21.1 | 0.6 | 46.8 | 1.1 | 1.1 | 0 | 0 | 0.2 | 9.9 | 0.2 | 0 | 10
Tue, 21.08. 03:00 | 22.2 | 21.6 | 0.6 | 47.3 | 1 | 1 | 0 | 0 | 0.2 | 8.7 | 0.2 | 0 | 10
Tue, 21.08. 04:00 | 22.2 | 19.8 | 2.4 | 47.2 | 1 | 1 | 0 | 0 | 0.2 | 12.6 | 0.4 | 0 | 11
Tue, 21.08. 05:00 | 22.8 | 16 | 6.8 | 47.1 | 0.9 | 0.9 | 0 | 0 | 0.2 | 22 | 0.8 | 0 | 12
Tue, 21.08. 06:00 | 31.1 | 12 | 19.1 | 54 | 1 | 1 | 0 | 0 | 0.3 | 40.9 | 2.2 | 0 | 14
Tue, 21.08. 07:00 | 31 | 9.2 | 21.8 | 53.6 | 1.5 | 1.5 | 0 | 0 | 0.8 | 51.6 | 2.4 | 0 | 16
Tue, 21.08. 08:00 | 29.8 | 8.2 | 21.6 | 52.7 | 2.6 | 2.6 | 0 | 0 | 1.5 | 50.1 | 2.1 | 0 | 18
Tue, 21.08. 09:00 | 28.8 | 7.3 | 21.5 | 52 | 6.9 | 6.9 | 0 | 0 | 1.7 | 42.6 | 2.1 | 0 | 20
Tue, 21.08. 10:00 | 31.5 | 7.2 | 24.3 | 54.6 | 11.2 | 11.2 | 0 | 0 | 1.8 | 38.2 | 2.4 | 0 | 22
Tue, 21.08. 11:00 | 35.5 | 7.3 | 28.2 | 58.7 | 12.8 | 12.8 | 0 | 0 | 1.9 | 44.7 | 2.5 | 0 | 22
Tue, 21.08. 12:00 | 31.9 | 6.1 | 25.8 | 55.2 | 13.6 | 13.6 | 0 | 0 | 1.5 | 44.6 | 2.5 | 0 | 23
Tue, 21.08. 13:00 | 30 | 5.9 | 24.1 | 53.3 | 15.3 | 15.3 | 0 | 0 | 1.4 | 53 | 2.7 | 0 | 24
Tue, 21.08. 14:00 | 28.6 | 6.1 | 22.5 | 52 | 16.3 | 16.3 | 0 | 0 | 1.4 | 65.7 | 2.8 | 0 | 24
Tue, 21.08. 15:00 | 26.2 | 5.7 | 20.5 | 49.5 | 13.9 | 13.9 | 0 | 0 | 1.2 | 77.7 | 2.3 | 0 | 23
Tue, 21.08. 16:00 | 25.3 | 5.4 | 19.9 | 48.7 | 15.7 | 15.7 | 0 | 0 | 1 | 109.1 | 2.7 | 0 | 24
Tue, 21.08. 17:00 | 27.7 | 5.4 | 22.3 | 50.6 | 14.6 | 14.6 | 0 | 0 | 0.7 | 138.1 | 2.9 | 0 | 23
Tue, 21.08. 18:00 | 27 | 5.6 | 21.4 | 49.9 | 12.5 | 12.5 | 0 | 0 | 0.4 | 143.3 | 2.8 | 0 | 22
Tue, 21.08. 19:00 | 26.2 | 5.4 | 20.8 | 48.8 | 5.3 | 5.3 | 0 | 0 | 0.3 | 124.4 | 2.6 | 0 | 18
Tue, 21.08. 20:00 | 27 | 5.5 | 21.5 | 49.5 | 4.3 | 4.3 | 0 | 0 | 0.2 | 105.3 | 2.7 | 0 | 16
Tue, 21.08. 21:00 | 24.4 | 5 | 19.4 | 47.1 | 3.1 | 3.1 | 0 | 0 | 0.2 | 88.6 | 2.5 | 0 | 15
Tue, 21.08. 22:00 | 16.4 | 5.5 | 10.9 | 40.1 | 2.7 | 2.7 | 0 | 0 | 0.2 | 79.6 | 1.5 | 0 | 14
Tue, 21.08. 23:00 | 15.8 | 9 | 6.8 | 40 | 2.1 | 2.1 | 0 | 0 | 0.2 | 71 | 1 | 0 | 13
Wed, 22.08. 00:00 | 16 | 11.7 | 4.3 | 40.6 | 3.3 | 3.3 | 0 | 0 | 0.2 | 36.8 | 0.8 | 0 | 12
Wed, 22.08. 01:00 | 14.4 | 12.1 | 2.3 | 39.2 | 2.6 | 2.6 | 0 | 0 | 0.2 | 19.4 | 0.5 | 0 | 12
Wed, 22.08. 02:00 | 16.4 | 15.8 | 0.6 | 41.4 | 1.8 | 1.8 | 0 | 0 | 0.2 | 9.8 | 0.2 | 0 | 11
Wed, 22.08. 03:00 | 17.9 | 17.2 | 0.7 | 43 | 1.7 | 1.7 | 0 | 0 | 0.2 | 9.3 | 0.2 | 0 | 11
Wed, 22.08. 04:00 | 20 | 17.7 | 2.3 | 45 | 1.6 | 1.6 | 0 | 0 | 0.2 | 11.8 | 0.4 | 0 | 11
Wed, 22.08. 05:00 | 28 | 20.7 | 7.3 | 52.4 | 1.6 | 1.6 | 0 | 0 | 0.2 | 23.6 | 0.9 | 0 | 11
Wed, 22.08. 06:00 | 25.1 | 6.1 | 19 | 47.9 | 1.8 | 1.8 | 0 | 0 | 0.2 | 40.5 | 2.3 | 0 | 16
Wed, 22.08. 07:00 | 29 | 6.6 | 22.4 | 51.6 | 2.6 | 2.6 | 0 | 0 | 0.8 | 52.7 | 2.5 | 0 | 17
Wed, 22.08. 08:00 | 26.5 | 5.6 | 20.9 | 49.3 | 6.6 | 6.6 | 0 | 0 | 1.5 | 48.6 | 2.4 | 0 | 20
Wed, 22.08. 09:00 | 28.3 | 5.5 | 22.8 | 51.2 | 12.5 | 12.5 | 0 | 0 | 1.8 | 44.8 | 2.7 | 0 | 22
Wed, 22.08. 10:00 | 29.1 | 5.1 | 24 | 52.1 | 16.9 | 16.9 | 0 | 0 | 1.8 | 37.8 | 3.1 | 0 | 24
Wed, 22.08. 11:00 | 31.6 | 4.9 | 26.7 | 54.6 | 20 | 20 | 0 | 0 | 1.8 | 42.2 | 3.5 | 0 | 25
Wed, 22.08. 12:00 | 30.1 | 4.3 | 25.8 | 53.3 | 20.1 | 20.1 | 0 | 0 | 1.5 | 44.6 | 3.4 | 0 | 25
Wed, 22.08. 13:00 | 28.6 | 4.2 | 24.4 | 51.8 | 22.2 | 22.2 | 0 | 0 | 1.4 | 53.5 | 3.8 | 0 | 26
Wed, 22.08. 14:00 | 25.8 | 4.1 | 21.7 | 49.1 | 22.5 | 22.5 | 0 | 0 | 1.3 | 63.1 | 3.7 | 0 | 26
Wed, 22.08. 15:00 | 23.7 | 3.8 | 19.9 | 47.2 | 20 | 20 | 0 | 0 | 1.2 | 75.3 | 3.2 | 0 | 25
Wed, 22.08. 16:00 | 25.5 | 4.1 | 21.4 | 48.6 | 22.6 | 22.6 | 0 | 0 | 1.1 | 116.8 | 3.7 | 0 | 25
Wed, 22.08. 17:00 | 24.1 | 3.5 | 20.6 | 47.2 | 18.5 | 18.5 | 0 | 0 | 0.6 | 127.4 | 3.3 | 0 | 24
Wed, 22.08. 18:00 | 25.2 | 3.9 | 21.3 | 48 | 17.5 | 17.5 | 0 | 0 | 0.4 | 141.9 | 3.3 | 0 | 23
Wed, 22.08. 19:00 | 24.9 | 3.8 | 21.1 | 47.4 | 12.8 | 12.8 | 0 | 0 | 0.3 | 125.7 | 3.2 | 0 | 21
Wed, 22.08. 20:00 | 25.7 | 3.9 | 21.8 | 48.1 | 12 | 12 | 0 | 0 | 0.2 | 106.4 | 3.3 | 0 | 21
Wed, 22.08. 21:00 | 24.6 | 3.8 | 20.8 | 47 | 9.3 | 9.3 | 0 | 0 | 0.2 | 95.1 | 3.1 | 0 | 20
Wed, 22.08. 22:00 | 11.8 | 1.3 | 10.5 | 35.3 | 7.9 | 7.9 | 0 | 0 | 0.2 | 76.5 | 1.9 | 0 | 20
Wed, 22.08. 23:00 | 7.7 | 1 | 6.7 | 31.6 | 7.2 | 7.2 | 0 | 0 | 0.2 | 69.7 | 1.4 | 0 | 20
Thu, 23.08. 00:00 | 4.3 | 0 | 4.3 | 28.5 | 6.4 | 6.4 | 0 | 0 | 0.2 | 36.4 | 1.1 | 0 | 19
Thu, 23.08. 01:00 | 2.3 | 0 | 2.3 | 26.8 | 4 | 4 | 0 | 0 | 0.2 | 18.9 | 0.6 | 0 | 18
Thu, 23.08. 02:00 | 0.7 | 0 | 0.7 | 25.5 | 3.4 | 3.4 | 0 | 0 | 0.2 | 11.1 | 0.4 | 0 | 18
Thu, 23.08. 03:00 | 0.7 | 0 | 0.7 | 25.6 | 2.9 | 2.9 | 0 | 0 | 0.2 | 9.8 | 0.3 | 0 | 17
Thu, 23.08. 04:00 | 2.4 | 0 | 2.4 | 27 | 2.4 | 2.4 | 0 | 0 | 0.2 | 12.3 | 0.5 | 0 | 16
Thu, 23.08. 05:00 | 7 | 0 | 7 | 31.1 | 2.1 | 2.1 | 0 | 0 | 0.2 | 22.6 | 1 | 0 | 15
Thu, 23.08. 06:00 | 19.8 | 0 | 19.8 | 42.4 | 2.6 | 2.6 | 0 | 0 | 0.3 | 42.2 | 2.4 | 0 | 17
Thu, 23.08. 07:00 | 23.4 | 0 | 23.4 | 45.7 | 5.2 | 5.2 | 0 | 0 | 0.9 | 55.3 | 2.8 | 0 | 19
Thu, 23.08. 08:00 | 23.6 | 0 | 23.6 | 46 | 11.7 | 11.7 | 0 | 0 | 1.7 | 54.8 | 3.1 | 0 | 22
Thu, 23.08. 09:00 | 24.3 | 0 | 24.3 | 47.1 | 16.9 | 16.9 | 0 | 0 | 1.9 | 48 | 3.3 | 0 | 23
Thu, 23.08. 10:00 | 23.4 | 0 | 23.4 | 46.4 | 20 | 20 | 0 | 0 | 1.7 | 36.7 | 3.6 | 0 | 25
Thu, 23.08. 11:00 | 27.6 | 0 | 27.6 | 50.5 | 24.9 | 24.9 | 0 | 0 | 1.8 | 43.5 | 4.3 | 0 | 26
Thu, 23.08. 12:00 | 25.2 | 0 | 25.2 | 48.3 | 25.4 | 25.4 | 0 | 0 | 1.5 | 43.7 | 4.4 | 0 | 27
Thu, 23.08. 13:00 | 26.2 | 0 | 26.2 | 49.2 | 28.6 | 28.6 | 0 | 0 | 1.5 | 57.4 | 4.8 | 0 | 27
Thu, 23.08. 14:00 | 21.7 | 0 | 21.7 | 44.9 | 27.1 | 27.1 | 0 | 0 | 1.3 | 63.1 | 4.5 | 0 | 27
Thu, 23.08. 15:00 | 20.7 | 0 | 20.7 | 44 | 26.8 | 26.8 | 0 | 0 | 1.2 | 78.5 | 4.4 | 0 | 27
Thu, 23.08. 16:00 | 20.5 | 0 | 20.5 | 43.6 | 26.3 | 26.3 | 0 | 0 | 1.1 | 111.3 | 4.2 | 0 | 26
Thu, 23.08. 17:00 | 20.8 | 0 | 20.8 | 43.7 | 24.6 | 24.6 | 0 | 0 | 0.6 | 128.8 | 4.3 | 0 | 26
Thu, 23.08. 18:00 | 20.5 | 0 | 20.5 | 43.3 | 22.5 | 22.5 | 0 | 0 | 0.4 | 136.4 | 4.1 | 0 | 25
Thu, 23.08. 19:00 | 22 | 0 | 22 | 44.3 | 18.9 | 18.9 | 0 | 0 | 0.3 | 130.9 | 4 | 0 | 23
Thu, 23.08. 20:00 | 22.6 | 0 | 22.6 | 44.6 | 17.8 | 17.8 | 0 | 0 | 0.3 | 110.7 | 4.1 | 0 | 23
Thu, 23.08. 21:00 | 20 | 0 | 20 | 42.2 | 13.6 | 13.6 | 0 | 0 | 0.2 | 91.4 | 3.4 | 0 | 22
Thu, 23.08. 22:00 | 10.1 | 0 | 10.1 | 33.5 | 10.2 | 10.2 | 0 | 0 | 0.2 | 73.4 | 2 | 0 | 21
Thu, 23.08. 23:00 | 6.6 | 0 | 6.6 | 30.4 | 8.2 | 8.2 | 0 | 0 | 0.2 | 69 | 1.5 | 0 | 20
Fri, 24.08. 00:00 | 4.4 | 0 | 4.4 | 28.6 | 4 | 4 | 0 | 0 | 0.2 | 37.1 | 0.9 | 0 | 19
Fri, 24.08. 01:00 | 2.3 | 0 | 2.3 | 26.8 | 2.2 | 2.2 | 0 | 0 | 0.2 | 19.4 | 0.4 | 0 | 18
Fri, 24.08. 02:00 | 0.7 | 0 | 0.7 | 25.4 | 3.5 | 3.5 | 0 | 0 | 0.2 | 11.3 | 0.4 | 0 | 19
Fri, 24.08. 03:00 | 0.6 | 0 | 0.6 | 25.2 | 3.1 | 3.1 | 0 | 0 | 0.2 | 8.9 | 0.3 | 0 | 19
Fri, 24.08. 04:00 | 2.4 | 0 | 2.4 | 26.8 | 3.1 | 3.1 | 0 | 0 | 0.2 | 12.1 | 0.5 | 0 | 19
Fri, 24.08. 05:00 | 7.8 | 0 | 7.8 | 31.6 | 3.3 | 3.3 | 0 | 0 | 0.2 | 24.9 | 1.1 | 0 | 19
Fri, 24.08. 06:00 | 19.6 | 0 | 19.6 | 42 | 4.5 | 4.5 | 0 | 0 | 0.3 | 41.8 | 2.6 | 0 | 20
Fri, 24.08. 07:00 | 22.1 | 0 | 22.1 | 44.4 | 6.4 | 6.4 | 0 | 0 | 0.8 | 52.2 | 2.8 | 0 | 21
Fri, 24.08. 08:00 | 21.6 | 0 | 21.6 | 44.2 | 8.5 | 8.5 | 0 | 0 | 1.5 | 50.1 | 2.6 | 0 | 22
Fri, 24.08. 09:00 | 24.2 | 0 | 24.2 | 46.9 | 12.6 | 12.6 | 0 | 0 | 1.9 | 47.5 | 2.9 | 0 | 23
Fri, 24.08. 10:00 | 22.9 | 0 | 22.9 | 45.9 | 13.5 | 13.5 | 0 | 0 | 1.7 | 36 | 2.7 | 0 | 24
Fri, 24.08. 11:00 | 23.9 | 0 | 23.9 | 47.1 | 13.6 | 13.6 | 0 | 0 | 1.6 | 37.7 | 2.6 | 0 | 24
Fri, 24.08. 12:00 | 26.9 | 0 | 26.9 | 50.1 | 14.1 | 14.1 | 0 | 0 | 1.6 | 46.5 | 2.6 | 0 | 23
Fri, 24.08. 13:00 | 25.4 | 0 | 25.4 | 48.6 | 12.9 | 12.9 | 0 | 0 | 1.4 | 55.8 | 2.3 | 0 | 22
Fri, 24.08. 14:00 | 20.6 | 0 | 20.6 | 44.3 | 6.3 | 6.3 | 0 | 0 | 1.3 | 59.9 | 1.6 | 0 | 18
Fri, 24.08. 15:00 | 22.9 | 0 | 22.9 | 46.4 | 7.3 | 7.3 | 0 | 0 | 1.3 | 86.5 | 1.8 | 0 | 18
Fri, 24.08. 16:00 | 18.7 | 0 | 18.7 | 42.3 | 7.6 | 7.6 | 0 | 0 | 1 | 101.5 | 1.7 | 0 | 19
Fri, 24.08. 17:00 | 20.7 | 0 | 20.7 | 43.9 | 6.2 | 6.2 | 0 | 0 | 0.6 | 127.4 | 2 | 0 | 18
Fri, 24.08. 18:00 | 21.4 | 0 | 21.4 | 44.3 | 6.1 | 6.1 | 0 | 0 | 0.4 | 141.9 | 2.3 | 0 | 18
Fri, 24.08. 19:00 | 22.7 | 0 | 22.7 | 45 | 5.6 | 5.6 | 0 | 0 | 0.3 | 134.9 | 2.8 | 0 | 18
Fri, 24.08. 20:00 | 20.9 | 0 | 20.9 | 43.4 | 4.1 | 4.1 | 0 | 0 | 0.2 | 102.1 | 2.6 | 0 | 17
Fri, 24.08. 21:00 | 21.3 | 0 | 21.3 | 43.6 | 3.6 | 3.6 | 0 | 0 | 0.2 | 96.9 | 2.7 | 0 | 17
Fri, 24.08. 22:00 | 11.1 | 0 | 11.1 | 34.6 | 2.7 | 2.7 | 0 | 0 | 0.2 | 81.2 | 1.5 | 0 | 16
Fri, 24.08. 23:00 | 6 | 0 | 6 | 30.1 | 2 | 2 | 0 | 0 | 0.2 | 63.7 | 0.9 | 0 | 16
Sat, 25.08. 00:00 | 4.6 | 0 | 4.6 | 29 | 0.5 | 0.5 | 0 | 0 | 0.2 | 52.5 | 0.6 | 0 | 15
Sat, 25.08. 01:00 | 2.8 | 0 | 2.8 | 27.2 | 0.7 | 0.7 | 0 | 0 | 0.2 | 31.6 | 0.4 | 0 | 16
Sat, 25.08. 02:00 | 1.7 | 0 | 1.7 | 26.3 | 0.6 | 0.6 | 0 | 0 | 0.2 | 21.2 | 0.2 | 0 | 16
Sat, 25.08. 03:00 | 0.6 | 0 | 0.6 | 25.3 | 0.5 | 0.5 | 0 | 0 | 0.2 | 11.7 | 0.1 | 0 | 16
Sat, 25.08. 04:00 | 1.5 | 0.2 | 1.3 | 26.1 | 0.5 | 0.5 | 0 | 0 | 0.2 | 10.3 | 0.2 | 0 | 16
Sat, 25.08. 05:00 | 2.1 | 0.4 | 1.7 | 26.7 | 0.5 | 0.5 | 0 | 0 | 0.2 | 13.3 | 0.2 | 0 | 16
Sat, 25.08. 06:00 | 2.6 | 0.5 | 2.1 | 27.2 | 0.5 | 0.5 | 0 | 0 | 0.2 | 11.6 | 0.2 | 0 | 16
Sat, 25.08. 07:00 | 5.5 | 0.5 | 5 | 29.8 | 0.5 | 0.5 | 0 | 0 | 0.3 | 13.3 | 0.5 | 0 | 16
Sat, 25.08. 08:00 | 13.3 | 0.5 | 12.8 | 36.7 | 0.9 | 0.9 | 0 | 0 | 0.5 | 19.7 | 1.4 | 0 | 17
Sat, 25.08. 09:00 | 23.1 | 0.4 | 22.7 | 45.4 | 1.3 | 1.3 | 0 | 0 | 0.5 | 25 | 2.5 | 0 | 18
Sat, 25.08. 10:00 | 28 | 0.4 | 27.6 | 49.9 | 1.5 | 1.5 | 0 | 0 | 0.5 | 48.2 | 2.9 | 0 | 18
Sat, 25.08. 11:00 | 31.7 | 0.4 | 31.3 | 53.4 | 3.3 | 3.3 | 0 | 0 | 0.5 | 60.3 | 3.2 | 0 | 19
Sat, 25.08. 12:00 | 27 | 0.3 | 26.7 | 49.4 | 3.1 | 3.1 | 0 | 0 | 0.4 | 73 | 2.6 | 0 | 19
Sat, 25.08. 13:00 | 26.1 | 0.3 | 25.8 | 48.9 | 3.3 | 3.3 | 0 | 0 | 0.4 | 88.6 | 2.2 | 0 | 19
Sat, 25.08. 14:00 | 23.1 | 0.3 | 22.8 | 46.1 | 4.5 | 4.5 | 0 | 0 | 0.4 | 82.1 | 2 | 0 | 20
Sat, 25.08. 15:00 | 21.9 | 0.3 | 21.6 | 45 | 6.1 | 6.1 | 0 | 0 | 0.4 | 80.2 | 2 | 0 | 21
Sat, 25.08. 16:00 | 22.7 | 0.3 | 22.4 | 45.8 | 5 | 5 | 0 | 0 | 0.4 | 85.9 | 1.9 | 0 | 20
Sat, 25.08. 17:00 | 21.9 | 0.3 | 21.6 | 44.9 | 1.8 | 1.8 | 0 | 0 | 0.3 | 85 | 1.8 | 0 | 18
Sat, 25.08. 18:00 | 19.9 | 0.3 | 19.6 | 42.8 | 1.7 | 1.7 | 0 | 0 | 0.2 | 87.7 | 1.9 | 0 | 18
Sat, 25.08. 19:00 | 19.9 | 0.3 | 19.6 | 42.7 | 1.7 | 1.7 | 0 | 0 | 0.2 | 86.9 | 2.1 | 0 | 18
Sat, 25.08. 20:00 | 16.9 | 0.3 | 16.6 | 39.8 | 1.2 | 1.2 | 0 | 0 | 0.2 | 71.1 | 1.9 | 0 | 17
Sat, 25.08. 21:00 | 13.4 | 0.3 | 13.1 | 36.7 | 0.9 | 0.9 | 0 | 0 | 0.2 | 67.1 | 1.6 | 0 | 16
Sat, 25.08. 22:00 | 13 | 3.5 | 9.5 | 36.8 | 0.6 | 0.6 | 0 | 0 | 0.2 | 59.8 | 1.2 | 0 | 14
Sat, 25.08. 23:00 | 10.5 | 3.7 | 6.8 | 34.7 | 0.5 | 0.5 | 0 | 0 | 0.2 | 60.8 | 0.8 | 0 | 14
Sun, 26.08. 00:00 | 9.2 | 4.2 | 5 | 33.6 | 1.5 | 1.5 | 0 | 0 | 0.2 | 68.9 | 0.7 | 0 | 14
Sun, 26.08. 01:00 | 7 | 4.2 | 2.8 | 31.6 | 1.2 | 1.2 | 0 | 0 | 0.2 | 55.7 | 0.4 | 0 | 14
Sun, 26.08. 02:00 | 9 | 7.5 | 1.5 | 33.9 | 0.9 | 0.9 | 0 | 0 | 0.2 | 37.4 | 0.3 | 0 | 13
Sun, 26.08. 03:00 | 8.2 | 7.6 | 0.6 | 33.2 | 0.8 | 0.8 | 0 | 0 | 0.2 | 18.5 | 0.1 | 0 | 13
Sun, 26.08. 04:00 | 14.3 | 12.6 | 1.7 | 39.2 | 0.8 | 0.8 | 0 | 0 | 0.2 | 12.6 | 0.3 | 0 | 12
Sun, 26.08. 05:00 | 14.9 | 13.2 | 1.7 | 39.9 | 0.8 | 0.8 | 0 | 0 | 0.2 | 9.8 | 0.3 | 0 | 12
Sun, 26.08. 06:00 | 10.1 | 7.6 | 2.5 | 34.9 | 0.8 | 0.8 | 0 | 0 | 0.2 | 10.7 | 0.3 | 0 | 14
Sun, 26.08. 07:00 | 7.8 | 3.2 | 4.6 | 32.3 | 0.8 | 0.8 | 0 | 0 | 0.2 | 10.4 | 0.6 | 0 | 15
Sun, 26.08. 08:00 | 14.2 | 2.9 | 11.3 | 37.8 | 1.8 | 1.8 | 0 | 0 | 0.2 | 10.8 | 1.4 | 0 | 18
Sun, 26.08. 09:00 | 25.4 | 2.8 | 22.6 | 47.5 | 5.7 | 5.7 | 0 | 0 | 0.3 | 13.4 | 3.1 | 0 | 20
Sun, 26.08. 10:00 | 26.1 | 2.5 | 23.6 | 48.1 | 6 | 6 | 0 | 0 | 0.3 | 15.3 | 3.2 | 0 | 20
Sun, 26.08. 11:00 | 24.6 | 2.2 | 22.4 | 46.6 | 8.7 | 8.7 | 0 | 0 | 0.2 | 20.3 | 3.3 | 0 | 22
Sun, 26.08. 12:00 | 23.4 | 2.2 | 21.2 | 45.6 | 11 | 11 | 0 | 0 | 0.2 | 30.5 | 3.4 | 0 | 23
Sun, 26.08. 13:00 | 20.2 | 2.2 | 18 | 42.8 | 11.6 | 11.6 | 0 | 0 | 0.2 | 42.7 | 3 | 0 | 23
Sun, 26.08. 14:00 | 17.6 | 2.1 | 15.5 | 40.5 | 10 | 10 | 0 | 0 | 0.2 | 58.1 | 2.5 | 0 | 22
Sun, 26.08. 15:00 | 15.9 | 2.1 | 13.8 | 39 | 8.5 | 8.5 | 0 | 0 | 0.2 | 55.5 | 2.2 | 0 | 21
Sun, 26.08. 16:00 | 15.1 | 2 | 13.1 | 38.2 | 8.4 | 8.4 | 0 | 0 | 0.2 | 61.7 | 2.1 | 0 | 21
Sun, 26.08. 17:00 | 16.3 | 2 | 14.3 | 39.4 | 6.9 | 6.9 | 0 | 0 | 0.2 | 67.1 | 2.1 | 0 | 20
Sun, 26.08. 18:00 | 18.2 | 2.2 | 16 | 41.2 | 7.1 | 7.1 | 0 | 0 | 0.2 | 86.6 | 2.4 | 0 | 20
Sun, 26.08. 19:00 | 20.1 | 2.5 | 17.6 | 42.8 | 5.6 | 5.6 | 0 | 0 | 0.2 | 95.8 | 2.5 | 0 | 19
Sun, 26.08. 20:00 | 18.2 | 2.4 | 15.8 | 41.2 | 3.5 | 3.5 | 0 | 0 | 0.2 | 84.4 | 2.1 | 0 | 18
Sun, 26.08. 21:00 | 14.3 | 2.1 | 12.2 | 37.7 | 2.5 | 2.5 | 0 | 0 | 0.2 | 65 | 1.7 | 0 | 17
Sun, 26.08. 22:00 | 10.5 | 0.7 | 9.8 | 34.2 | 2.5 | 2.5 | 0 | 0 | 0.2 | 56.8 | 1.4 | 0 | 18
Sun, 26.08. 23:00 | 6.9 | 0.5 | 6.4 | 30.9 | 2.1 | 2.1 | 0 | 0 | 0.2 | 45.9 | 0.9 | 0 | 18
Mon, 27.08. 00:00 | 4.5 | 0 | 4.5 | 28.8 | 2.8 | 2.8 | 0 | 0 | 0.2 | 37.5 | 0.8 | 0 | 18
Mon, 27.08. 01:00 | 2.2 | 0 | 2.2 | 26.8 | 2 | 2 | 0 | 0 | 0.2 | 17.9 | 0.4 | 0 | 17
Mon, 27.08. 02:00 | 0.6 | 0 | 0.6 | 25.4 | 1.6 | 1.6 | 0 | 0 | 0.2 | 9.8 | 0.2 | 0 | 17
Mon, 27.08. 03:00 | 0.7 | 0 | 0.7 | 25.6 | 1.2 | 1.2 | 0 | 0 | 0.2 | 9.6 | 0.2 | 0 | 15
Mon, 27.08. 04:00 | 2.5 | 0.2 | 2.3 | 27.2 | 1 | 1 | 0 | 0 | 0.2 | 11.6 | 0.4 | 0 | 15
Mon, 27.08. 05:00 | 10.6 | 3.8 | 6.8 | 34.9 | 1 | 1 | 0 | 0 | 0.2 | 22 | 0.9 | 0 | 14
Mon, 27.08. 06:00 | 19.2 | 0.5 | 18.7 | 42 | 1.2 | 1.2 | 0 | 0 | 0.2 | 39.6 | 2.2 | 0 | 16
Mon, 27.08. 07:00 | 22.9 | 0.5 | 22.4 | 45.5 | 3.6 | 3.6 | 0 | 0 | 0.8 | 52.7 | 2.6 | 0 | 19
Mon, 27.08. 08:00 | 23.1 | 0.5 | 22.6 | 45.8 | 7.4 | 7.4 | 0 | 0 | 1.6 | 52.2 | 2.6 | 0 | 21
Mon, 27.08. 09:00 | 22.9 | 0.5 | 22.4 | 45.8 | 10.4 | 10.4 | 0 | 0 | 1.8 | 44 | 2.5 | 0 | 22
Mon, 27.08. 10:00 | 23.7 | 0.4 | 23.3 | 46.9 | 11.1 | 11.1 | 0 | 0 | 1.7 | 36.3 | 2.3 | 0 | 22
Mon, 27.08. 11:00 | 24.6 | 0.3 | 24.3 | 47.9 | 12.7 | 12.7 | 0 | 0 | 1.6 | 38.2 | 2.4 | 0 | 23
Mon, 27.08. 12:00 | 26.3 | 0.3 | 26 | 49.5 | 14.1 | 14.1 | 0 | 0 | 1.5 | 44.6 | 2.5 | 0 | 23
Mon, 27.08. 13:00 | 23.9 | 0.3 | 23.6 | 47.3 | 13.9 | 13.9 | 0 | 0 | 1.3 | 51.4 | 2.4 | 0 | 23
Mon, 27.08. 14:00 | 21.2 | 0.3 | 20.9 | 44.7 | 14.1 | 14.1 | 0 | 0 | 1.3 | 60.5 | 2.3 | 0 | 23
Mon, 27.08. 15:00 | 20.4 | 0.3 | 20.1 | 43.8 | 15.4 | 15.4 | 0 | 0 | 1.2 | 75.3 | 2.6 | 0 | 24
Mon, 27.08. 16:00 | 19.7 | 0.3 | 19.4 | 43 | 14.2 | 14.2 | 0 | 0 | 1 | 104.8 | 2.4 | 0 | 23
Mon, 27.08. 17:00 | 22.1 | 0.3 | 21.8 | 45.1 | 11.6 | 11.6 | 0 | 0 | 0.7 | 134.1 | 2.5 | 0 | 21
Mon, 27.08. 18:00 | 21.7 | 0.3 | 21.4 | 44.7 | 9.7 | 9.7 | 0 | 0 | 0.4 | 141.9 | 2.6 | 0 | 20
Mon, 27.08. 19:00 | 23.2 | 0.3 | 22.9 | 45.6 | 7.8 | 7.8 | 0 | 0 | 0.3 | 136.2 | 3 | 0 | 19
Mon, 27.08. 20:00 | 22.8 | 0.3 | 22.5 | 45.2 | 5.2 | 5.2 | 0 | 0 | 0.3 | 109.6 | 2.9 | 0 | 18
Mon, 27.08. 21:00 | 21.8 | 0.3 | 21.5 | 44.3 | 3.9 | 3.9 | 0 | 0 | 0.2 | 97.8 | 2.8 | 0 | 16
Mon, 27.08. 22:00 | 11.2 | 0.1 | 11.1 | 34.8 | 2.8 | 2.8 | 0 | 0 | 0.2 | 80.4 | 1.5 | 0 | 15
Mon, 27.08. 23:00 | 9.9 | 3.6 | 6.3 | 34 | 2.1 | 2.1 | 0 | 0 | 0.2 | 65.1 | 0.9 | 0 | 14
Tue, 28.08. 00:00 | 11.5 | 7.4 | 4.1 | 36 | 1.6 | 1.6 | 0 | 0 | 0.2 | 34.6 | 0.6 | 0 | 13
Tue, 28.08. 01:00 | 13.1 | 10.9 | 2.2 | 37.9 | 1.3 | 1.3 | 0 | 0 | 0.2 | 17.7 | 0.4 | 0 | 12
Tue, 28.08. 02:00 | 11.9 | 11.3 | 0.6 | 36.9 | 1 | 1 | 0 | 0 | 0.2 | 10.3 | 0.2 | 0 | 12
Tue, 28.08. 03:00 | 12.1 | 11.5 | 0.6 | 37.1 | 0.9 | 0.9 | 0 | 0 | 0.2 | 9 | 0.2 | 0 | 12
Tue, 28.08. 04:00 | 11.4 | 9 | 2.4 | 36.2 | 0.9 | 0.9 | 0 | 0 | 0.2 | 12.1 | 0.3 | 0 | 13
Tue, 28.08. 05:00 | 14.2 | 7.1 | 7.1 | 38.4 | 0.8 | 0.8 | 0 | 0 | 0.2 | 22.9 | 0.9 | 0 | 14
Tue, 28.08. 06:00 | 26.7 | 5.6 | 21.1 | 49.2 | 1 | 1 | 0 | 0 | 0.3 | 44.7 | 2.5 | 0 | 15
Tue, 28.08. 07:00 | 28.1 | 5.4 | 22.7 | 50.6 | 1.4 | 1.4 | 0 | 0 | 0.8 | 53.2 | 2.5 | 0 | 16
Tue, 28.08. 08:00 | 27.9 | 4.8 | 23.1 | 50.6 | 2.6 | 2.6 | 0 | 0 | 1.6 | 53.3 | 2.3 | 0 | 18
Tue, 28.08. 09:00 | 28 | 4.4 | 23.6 | 51 | 5.5 | 5.5 | 0 | 0 | 1.9 | 46.2 | 2.2 | 0 | 19
Tue, 28.08. 10:00 | 28.8 | 4.1 | 24.7 | 52 | 9.2 | 9.2 | 0 | 0 | 1.9 | 38.6 | 2.3 | 0 | 21
Tue, 28.08. 11:00 | 30.5 | 3.8 | 26.7 | 53.7 | 12.9 | 12.9 | 0 | 0 | 1.8 | 41.9 | 2.5 | 0 | 23
Tue, 28.08. 12:00 | 29.1 | 3.3 | 25.8 | 52.4 | 12.8 | 12.8 | 0 | 0 | 1.5 | 44.2 | 2.4 | 0 | 23
Tue, 28.08. 13:00 | 28.9 | 3.4 | 25.5 | 52.3 | 13.8 | 13.8 | 0 | 0 | 1.5 | 55.8 | 2.5 | 0 | 23
Tue, 28.08. 14:00 | 26.3 | 3.4 | 22.9 | 49.6 | 15.7 | 15.7 | 0 | 0 | 1.4 | 66.3 | 2.7 | 0 | 24
Tue, 28.08. 15:00 | 25.9 | 3.4 | 22.5 | 49.3 | 14.4 | 14.4 | 0 | 0 | 1.3 | 84.9 | 2.5 | 0 | 23
Tue, 28.08. 16:00 | 23.1 | 3 | 20.1 | 46.5 | 12 | 12 | 0 | 0 | 1 | 109.1 | 2.2 | 0 | 22
Tue, 28.08. 17:00 | 23.3 | 2.7 | 20.6 | 46.3 | 12.7 | 12.7 | 0 | 0 | 0.6 | 126.1 | 2.6 | 0 | 23
Tue, 28.08. 18:00 | 22.2 | 2.8 | 19.4 | 45.2 | 7.8 | 7.8 | 0 | 0 | 0.4 | 128 | 2.2 | 0 | 20
Tue, 28.08. 19:00 | 23.5 | 2.9 | 20.6 | 46.2 | 4.5 | 4.5 | 0 | 0 | 0.3 | 121.8 | 2.5 | 0 | 17
Tue, 28.08. 20:00 | 25.5 | 3.2 | 22.3 | 48.1 | 3.7 | 3.7 | 0 | 0 | 0.3 | 108.5 | 2.7 | 0 | 15
Tue, 28.08. 21:00 | 28 | 6.9 | 21.1 | 50.6 | 3 | 3 | 0 | 0 | 0.2 | 95.9 | 2.7 | 0 | 14
Tue, 28.08. 22:00 | 20.4 | 8.9 | 11.5 | 44.1 | 2.5 | 2.5 | 0 | 0 | 0.2 | 83.5 | 1.6 | 0 | 13
Tue, 28.08. 23:00 | 14 | 7.7 | 6.3 | 38.3 | 1.7 | 1.7 | 0 | 0 | 0.2 | 64.4 | 0.9 | 0 | 13
Wed, 29.08. 00:00 | 15.8 | 11.5 | 4.3 | 40.4 | 2.1 | 2.1 | 0 | 0 | 0.2 | 36.4 | 0.7 | 0 | 12
Wed, 29.08. 01:00 | 13.5 | 11.3 | 2.2 | 38.4 | 1.7 | 1.7 | 0 | 0 | 0.2 | 18.3 | 0.4 | 0 | 12
Wed, 29.08. 02:00 | 16.8 | 16.2 | 0.6 | 41.9 | 1.2 | 1.2 | 0 | 0 | 0.2 | 10.2 | 0.2 | 0 | 11
Wed, 29.08. 03:00 | 18 | 17.3 | 0.7 | 43.2 | 1.1 | 1.1 | 0 | 0 | 0.2 | 9.4 | 0.2 | 0 | 11
Wed, 29.08. 04:00 | 15.3 | 12.9 | 2.4 | 40.1 | 1.1 | 1.1 | 0 | 0 | 0.2 | 12.1 | 0.4 | 0 | 12
Wed, 29.08. 05:00 | 17.4 | 10.6 | 6.8 | 41.7 | 1 | 1 | 0 | 0 | 0.2 | 21.7 | 0.9 | 0 | 13
Wed, 29.08. 06:00 | 27 | 6.2 | 20.8 | 49.6 | 1.2 | 1.2 | 0 | 0 | 0.3 | 43.9 | 2.4 | 0 | 15
Wed, 29.08. 07:00 | 28.3 | 6 | 22.3 | 51 | 1.8 | 1.8 | 0 | 0 | 0.8 | 52.2 | 2.5 | 0 | 17
Wed, 29.08. 08:00 | 29.3 | 5.7 | 23.6 | 52 | 4.6 | 4.6 | 0 | 0 | 1.7 | 54.3 | 2.5 | 0 | 19
Wed, 29.08. 09:00 | 26.4 | 4.7 | 21.7 | 49.6 | 7.1 | 7.1 | 0 | 0 | 1.7 | 42.6 | 2.2 | 0 | 20
Wed, 29.08. 10:00 | 28.1 | 4.5 | 23.6 | 51.2 | 11.1 | 11.1 | 0 | 0 | 1.8 | 36.7 | 2.4 | 0 | 22
Wed, 29.08. 11:00 | 33 | 4.7 | 28.3 | 56 | 16.3 | 16.3 | 0 | 0 | 1.9 | 44.3 | 3.1 | 0 | 24
Wed, 29.08. 12:00 | 31.8 | 4.2 | 27.6 | 54.9 | 16.4 | 16.4 | 0 | 0 | 1.6 | 47.4 | 3 | 0 | 24
Wed, 29.08. 13:00 | 29 | 3.9 | 25.1 | 52.3 | 16.2 | 16.2 | 0 | 0 | 1.4 | 54.7 | 2.8 | 0 | 24
Wed, 29.08. 14:00 | 26.7 | 3.9 | 22.8 | 50 | 16.8 | 16.8 | 0 | 0 | 1.4 | 65.7 | 2.8 | 0 | 24
Wed, 29.08. 15:00 | 22.6 | 3.4 | 19.2 | 46.1 | 14.7 | 14.7 | 0 | 0 | 1.1 | 72.1 | 2.4 | 0 | 24
Wed, 29.08. 16:00 | 24.1 | 3.5 | 20.6 | 47.5 | 16.5 | 16.5 | 0 | 0 | 1.1 | 111.3 | 2.9 | 0 | 24
Wed, 29.08. 17:00 | 24 | 3.2 | 20.8 | 47 | 13.9 | 13.9 | 0 | 0 | 0.6 | 127.4 | 2.7 | 0 | 23
Wed, 29.08. 18:00 | 24.3 | 3.4 | 20.9 | 47.2 | 10.9 | 10.9 | 0 | 0 | 0.4 | 137.7 | 2.6 | 0 | 21
Wed, 29.08. 19:00 | 26.3 | 3.7 | 22.6 | 48.8 | 6.1 | 6.1 | 0 | 0 | 0.3 | 133.6 | 2.8 | 0 | 18
Wed, 29.08. 20:00 | 23.5 | 3.3 | 20.2 | 46.3 | 4.3 | 4.3 | 0 | 0 | 0.2 | 97.9 | 2.5 | 0 | 16
Wed, 29.08. 21:00 | 23.2 | 3.4 | 19.8 | 45.9 | 3.4 | 3.4 | 0 | 0 | 0.2 | 89.6 | 2.5 | 0 | 15
Wed, 29.08. 22:00 | 15.5 | 4.8 | 10.7 | 39.3 | 2.8 | 2.8 | 0 | 0 | 0.2 | 78.1 | 1.5 | 0 | 14
Wed, 29.08. 23:00 | 10.6 | 4.3 | 6.3 | 34.8 | 2.1 | 2.1 | 0 | 0 | 0.2 | 64.4 | 0.9 | 0 | 14
Thu, 30.08. 00:00 | 11.8 | 7.6 | 4.2 | 36.3 | 2 | 2 | 0 | 0 | 0.2 | 35.7 | 0.7 | 0 | 13
Thu, 30.08. 01:00 | 14.6 | 12.2 | 2.4 | 39.3 | 1.8 | 1.8 | 0 | 0 | 0.2 | 20 | 0.5 | 0 | 12
Thu, 30.08. 02:00 | 11.9 | 11.3 | 0.6 | 36.9 | 1.2 | 1.2 | 0 | 0 | 0.2 | 10.4 | 0.2 | 0 | 12
Thu, 30.08. 03:00 | 16.6 | 16 | 0.6 | 41.7 | 1.1 | 1.1 | 0 | 0 | 0.2 | 8.7 | 0.2 | 0 | 11
Thu, 30.08. 04:00 | 13.3 | 11.1 | 2.2 | 38.2 | 0.9 | 0.9 | 0 | 0 | 0.2 | 10.8 | 0.3 | 0 | 12
Thu, 30.08. 05:00 | 17.3 | 10.3 | 7 | 41.6 | 1 | 1 | 0 | 0 | 0.2 | 22.6 | 0.9 | 0 | 13
Thu, 30.08. 06:00 | 23.7 | 4.6 | 19.1 | 46.6 | 1 | 1 | 0 | 0 | 0.3 | 40.5 | 2.2 | 0 | 15
Thu, 30.08. 07:00 | 28.5 | 5.1 | 23.4 | 51 | 1.9 | 1.9 | 0 | 0 | 0.9 | 54.8 | 2.6 | 0 | 17
Thu, 30.08. 08:00 | 26.6 | 4.3 | 22.3 | 49.4 | 4.3 | 4.3 | 0 | 0 | 1.6 | 51.2 | 2.3 | 0 | 19
Thu, 30.08. 09:00 | 26.7 | 3.9 | 22.8 | 49.7 | 8.9 | 8.9 | 0 | 0 | 1.8 | 44.4 | 2.4 | 0 | 21
Thu, 30.08. 10:00 | 28.1 | 3.7 | 24.4 | 51.1 | 12.9 | 12.9 | 0 | 0 | 1.8 | 37.8 | 2.7 | 0 | 23
Thu, 30.08. 11:00 | 29.7 | 3.4 | 26.3 | 53 | 13.6 | 13.6 | 0 | 0 | 1.8 | 41 | 2.6 | 0 | 23
Thu, 30.08. 12:00 | 30.4 | 3.3 | 27.1 | 53.7 | 14.5 | 14.5 | 0 | 0 | 1.6 | 46.5 | 2.6 | 0 | 23
Thu, 30.08. 13:00 | 25.3 | 2.8 | 22.5 | 48.7 | 13.1 | 13.1 | 0 | 0 | 1.3 | 48.7 | 2.3 | 0 | 23
Thu, 30.08. 14:00 | 25.9 | 3.1 | 22.8 | 49.3 | 15.2 | 15.2 | 0 | 0 | 1.4 | 65.7 | 2.5 | 0 | 23
Thu, 30.08. 15:00 | 24.9 | 3.1 | 21.8 | 48.3 | 15 | 15 | 0 | 0 | 1.3 | 81.7 | 2.5 | 0 | 23
Thu, 30.08. 16:00 | 23.6 | 2.8 | 20.8 | 47 | 15.1 | 15.1 | 0 | 0 | 1.1 | 112.4 | 2.6 | 0 | 23
Thu, 30.08. 17:00 | 21.7 | 2.4 | 19.3 | 44.9 | 12.9 | 12.9 | 0 | 0 | 0.6 | 118.2 | 2.5 | 0 | 23
Thu, 30.08. 18:00 | 23.2 | 2.7 | 20.5 | 46.2 | 10.7 | 10.7 | 0 | 0 | 0.4 | 134.9 | 2.6 | 0 | 21
Thu, 30.08. 19:00 | 24.7 | 2.9 | 21.8 | 47.1 | 8.8 | 8.8 | 0 | 0 | 0.3 | 128.3 | 3 | 0 | 20
Thu, 30.08. 20:00 | 24.8 | 2.9 | 21.9 | 47.2 | 6.5 | 6.5 | 0 | 0 | 0.3 | 106.4 | 2.9 | 0 | 19
Thu, 30.08. 21:00 | 23.2 | 2.8 | 20.4 | 45.7 | 3.7 | 3.7 | 0 | 0 | 0.2 | 92.3 | 2.6 | 0 | 16
Thu, 30.08. 22:00 | 11.6 | 1 | 10.6 | 35.3 | 2.8 | 2.8 | 0 | 0 | 0.2 | 77.3 | 1.5 | 0 | 15
Thu, 30.08. 23:00 | 7 | 0.7 | 6.3 | 31.3 | 2.1 | 2.1 | 0 | 0 | 0.2 | 65.1 | 0.9 | 0 | 15
Fri, 31.08. 00:00 | 4.3 | 0.1 | 4.2 | 28.7 | 0.8 | 0.8 | 0 | 0 | 0.2 | 35.7 | 0.6 | 0 | 15
Fri, 31.08. 01:00 | 2.4 | 0.1 | 2.3 | 27.1 | 0.7 | 0.7 | 0 | 0 | 0.2 | 19.2 | 0.3 | 0 | 15
Fri, 31.08. 02:00 | 4.4 | 3.7 | 0.7 | 29.4 | 0.5 | 0.5 | 0 | 0 | 0.2 | 10.5 | 0.1 | 0 | 14
Fri, 31.08. 03:00 | 4 | 3.4 | 0.6 | 28.9 | 0.4 | 0.4 | 0 | 0 | 0.2 | 8.2 | 0.1 | 0 | 14
Fri, 31.08. 04:00 | 2.6 | 0.3 | 2.3 | 27.4 | 0.6 | 0.6 | 0 | 0 | 0.2 | 11.5 | 0.3 | 0 | 16
Fri, 31.08. 05:00 | 7.4 | 0.6 | 6.8 | 31.6 | 0.6 | 0.6 | 0 | 0 | 0.2 | 21.7 | 0.8 | 0 | 16
Fri, 31.08. 06:00 | 18.9 | 0.9 | 18 | 41.9 | 0.6 | 0.6 | 0 | 0 | 0.2 | 37.9 | 2.1 | 0 | 16
Fri, 31.08. 07:00 | 24.2 | 1 | 23.2 | 46.7 | 1 | 1 | 0 | 0 | 0.9 | 54.3 | 2.5 | 0 | 17
Fri, 31.08. 08:00 | 23.9 | 0.9 | 23 | 46.7 | 1.6 | 1.6 | 0 | 0 | 1.6 | 52.7 | 2.2 | 0 | 18
Fri, 31.08. 09:00 | 23.1 | 0.8 | 22.3 | 46.3 | 3.7 | 3.7 | 0 | 0 | 1.8 | 43.5 | 1.9 | 0 | 19
Fri, 31.08. 10:00 | 25 | 0.8 | 24.2 | 48.4 | 2.7 | 2.7 | 0 | 0 | 1.8 | 37.4 | 1.7 | 0 | 18
Fri, 31.08. 11:00 | 28.1 | 0.7 | 27.4 | 51.6 | 3.1 | 3.1 | 0 | 0 | 1.8 | 42.7 | 1.7 | 0 | 18
Fri, 31.08. 12:00 | 29.7 | 0.7 | 29 | 53.1 | 6.8 | 6.8 | 0 | 0 | 1.7 | 49.7 | 2 | 0 | 20
Fri, 31.08. 13:00 | 24.7 | 0.6 | 24.1 | 48.2 | 7.6 | 7.6 | 0 | 0 | 1.4 | 52.4 | 1.8 | 0 | 21
Fri, 31.08. 14:00 | 23.4 | 0.6 | 22.8 | 47 | 8.2 | 8.2 | 0 | 0 | 1.4 | 65.7 | 1.9 | 0 | 21
Fri, 31.08. 15:00 | 21.6 | 0.6 | 21 | 45.2 | 7.8 | 7.8 | 0 | 0 | 1.2 | 78.5 | 1.7 | 0 | 21
Fri, 31.08. 16:00 | 21.4 | 0.6 | 20.8 | 44.9 | 8.1 | 8.1 | 0 | 0 | 1.1 | 112.4 | 1.9 | 0 | 21
Fri, 31.08. 17:00 | 21.7 | 0.5 | 21.2 | 45.1 | 6.2 | 6.2 | 0 | 0 | 0.6 | 130.1 | 2 | 0 | 20
Fri, 31.08. 18:00 | 20.8 | 0.5 | 20.3 | 44.2 | 2.7 | 2.7 | 0 | 0 | 0.4 | 133.6 | 1.9 | 0 | 16.8
Fri, 31.08. 19:00 | 23.3 | 0.6 | 22.7 | 45.9 | 2.2 | 2.2 | 0 | 0 | 0.3 | 133.6 | 2.5 | 0 | 15.2
Fri, 31.08. 20:00 | 26.7 | 4.3 | 22.4 | 49.4 | 1.7 | 1.7 | 0 | 0 | 0.3 | 108.5 | 2.6 | 0 | 14
Fri, 31.08. 21:00 | 21.2 | 2.2 | 19 | 44.1 | 1.2 | 1.2 | 0 | 0 | 0.2 | 85.9 | 2.3 | 0 | 14.5
Fri, 31.08. 22:00 | 11.7 | 0.2 | 11.5 | 35.4 | 1.2 | 1.2 | 0 | 0 | 0.2 | 82.7 | 1.5 | 0 | 15.2
Fri, 31.08. 23:00 | 6.1 | 0.1 | 6 | 30.4 | 1 | 1 | 0 | 0 | 0.2 | 62.4 | 0.8 | 0 | 16.5
Sat, 01.09. 00:00 | 4.6 | 0 | 4.6 | 29 | 1.3 | 1.3 | 0 | 0 | 0.2 | 51.9 | 0.7 | 0 | 17.8
Sat, 01.09. 01:00 | 2.7 | 0 | 2.7 | 27.3 | 1.1 | 1.1 | 0 | 0 | 0.2 | 30.3 | 0.4 | 0 | 17.5
Sat, 01.09. 02:00 | 1.5 | 0 | 1.5 | 26.2 | 0.9 | 0.9 | 0 | 0 | 0.2 | 18.8 | 0.3 | 0 | 17.2
Sat, 01.09. 03:00 | 0.7 | 0.1 | 0.6 | 25.6 | 0.8 | 0.8 | 0 | 0 | 0.2 | 11.5 | 0.1 | 0 | 17
Sat, 01.09. 04:00 | 1.6 | 0.3 | 1.3 | 26.5 | 0.8 | 0.8 | 0 | 0 | 0.2 | 10.8 | 0.2 | 0 | 17
Sat, 01.09. 05:00 | 2 | 0.5 | 1.5 | 26.7 | 0.8 | 0.8 | 0 | 0 | 0.2 | 11.8 | 0.2 | 0 | 17.2
Sat, 01.09. 06:00 | 3.1 | 0.8 | 2.3 | 27.8 | 0.8 | 0.8 | 0 | 0 | 0.2 | 12.1 | 0.3 | 0 | 17
Sat, 01.09. 07:00 | 5.9 | 0.7 | 5.2 | 30.3 | 0.9 | 0.9 | 0 | 0 | 0.3 | 13.6 | 0.6 | 0 | 17
Sat, 01.09. 08:00 | 13.7 | 0.7 | 13 | 37.2 | 1.3 | 1.3 | 0 | 0 | 0.5 | 19.9 | 1.5 | 0 | 18
Sat, 01.09. 09:00 | 24.4 | 0.6 | 23.8 | 46.7 | 3.2 | 3.2 | 0 | 0 | 0.5 | 26 | 2.8 | 0 | 19
Sat, 01.09. 10:00 | 26.5 | 0.5 | 26 | 48.7 | 4.7 | 4.7 | 0 | 0 | 0.5 | 45 | 3 | 0 | 20
Sat, 01.09. 11:00 | 31.6 | 0.6 | 31 | 53.5 | 3.7 | 3.7 | 0 | 0 | 0.5 | 59.2 | 3.2 | 0 | 19
Sat, 01.09. 12:00 | 29.2 | 0.5 | 28.7 | 51.5 | 5.4 | 5.4 | 0 | 0 | 0.5 | 77.6 | 2.9 | 0 | 20
Sat, 01.09. 13:00 | 27.3 | 0.5 | 26.8 | 50 | 5.6 | 5.6 | 0 | 0 | 0.5 | 91.3 | 2.5 | 0 | 20
Sat, 01.09. 14:00 | 24.5 | 0.5 | 24 | 47.5 | 5.3 | 5.3 | 0 | 0 | 0.4 | 85.5 | 2.2 | 0 | 20
Sat, 01.09. 15:00 | 22.2 | 0.4 | 21.8 | 45.5 | 6.7 | 6.7 | 0 | 0 | 0.4 | 80.2 | 2 | 0 | 21
Sat, 01.09. 16:00 | 21.9 | 0.4 | 21.5 | 45.3 | 5.4 | 5.4 | 0 | 0 | 0.4 | 81.8 | 1.9 | 0 | 20
Sat, 01.09. 17:00 | 19.8 | 0.4 | 19.4 | 43.1 | 3.4 | 3.4 | 0 | 0 | 0.3 | 75.7 | 1.8 | 0 | 19
Sat, 01.09. 18:00 | 20.1 | 0.5 | 19.6 | 43.2 | 2.2 | 2.2 | 0 | 0 | 0.2 | 86.8 | 2 | 0 | 18
Sat, 01.09. 19:00 | 21.1 | 0.5 | 20.6 | 44 | 2.3 | 2.3 | 0 | 0 | 0.2 | 90.2 | 2.3 | 0 | 18
Sat, 01.09. 20:00 | 16.8 | 0.5 | 16.3 | 39.9 | 1.7 | 1.7 | 0 | 0 | 0.2 | 68.9 | 1.9 | 0 | 17
Sat, 01.09. 21:00 | 13.6 | 0.5 | 13.1 | 37.1 | 1.1 | 1.1 | 0 | 0 | 0.2 | 66.4 | 1.6 | 0 | 15
Sat, 01.09. 22:00 | 9.9 | 0.2 | 9.7 | 33.8 | 0.9 | 0.9 | 0 | 0 | 0.2 | 60.4 | 1.2 | 0 | 15
Sat, 01.09. 23:00 | 17.3 | 10.7 | 6.6 | 41.8 | 0.7 | 0.7 | 0 | 0 | 0.2 | 59 | 0.9 | 0 | 12
Sun, 02.09. 00:00 | 12.8 | 8.2 | 4.6 | 37.4 | 0.8 | 0.8 | 0 | 0 | 0.2 | 63.1 | 0.6 | 0 | 13
Sun, 02.09. 01:00 | 20.5 | 17.7 | 2.8 | 45.4 | 0.7 | 0.7 | 0 | 0 | 0.2 | 55.7 | 0.4 | 0 | 11
Sun, 02.09. 02:00 | 18.1 | 16.6 | 1.5 | 43.2 | 0.5 | 0.5 | 0 | 0 | 0.2 | 36.2 | 0.2 | 0 | 11
Sun, 02.09. 03:00 | 19.1 | 18.4 | 0.7 | 44.3 | 0.5 | 0.5 | 0 | 0 | 0.2 | 19.6 | 0.1 | 0 | 11
Sun, 02.09. 04:00 | 27.8 | 26 | 1.8 | 53 | 0.5 | 0.5 | 0 | 0 | 0.2 | 12.9 | 0.3 | 0 | 10
Sun, 02.09. 05:00 | 29.6 | 27.9 | 1.7 | 54.9 | 0.5 | 0.5 | 0 | 0 | 0.2 | 9.8 | 0.2 | 0 | 10
Sun, 02.09. 06:00 | 23.4 | 21 | 2.4 | 48.5 | 0.4 | 0.4 | 0 | 0 | 0.2 | 10.1 | 0.3 | 0 | 12
Sun, 02.09. 07:00 | 18.9 | 13.9 | 5 | 43.5 | 0.5 | 0.5 | 0 | 0 | 0.2 | 11.2 | 0.6 | 0 | 14
Sun, 02.09. 08:00 | 19.9 | 8.6 | 11.3 | 43.7 | 0.9 | 0.9 | 0 | 0 | 0.2 | 10.7 | 1.4 | 0 | 16
Sun, 02.09. 09:00 | 29.9 | 8 | 21.9 | 52.4 | 1.7 | 1.7 | 0 | 0 | 0.3 | 12.9 | 2.7 | 0 | 18
Sun, 02.09. 10:00 | 32.2 | 7.6 | 24.6 | 54.3 | 3.6 | 3.6 | 0 | 0 | 0.3 | 15.8 | 3.1 | 0 | 19
Sun, 02.09. 11:00 | 33.5 | 7.5 | 26 | 55.4 | 5.6 | 5.6 | 0 | 0 | 0.3 | 23.4 | 3.4 | 0 | 20
Sun, 02.09. 12:00 | 29.5 | 6.8 | 22.7 | 51.8 | 5.7 | 5.7 | 0 | 0 | 0.3 | 32.3 | 3 | 0 | 20
Sun, 02.09. 13:00 | 24.9 | 6.5 | 18.4 | 47.7 | 7.2 | 7.2 | 0 | 0 | 0.3 | 43.2 | 2.6 | 0 | 21
Sun, 02.09. 14:00 | 23.5 | 6.6 | 16.9 | 46.4 | 9.2 | 9.2 | 0 | 0 | 0.2 | 62.8 | 2.6 | 0 | 22
Sun, 02.09. 15:00 | 19.8 | 6.1 | 13.7 | 43.1 | 7 | 7 | 0 | 0 | 0.2 | 54.4 | 2 | 0 | 21
Sun, 02.09. 16:00 | 19.2 | 6 | 13.2 | 42.6 | 5.6 | 5.6 | 0 | 0 | 0.2 | 61.7 | 1.9 | 0 | 20
Sun, 02.09. 17:00 | 20.3 | 6 | 14.3 | 43.5 | 5.4 | 5.4 | 0 | 0 | 0.2 | 66.4 | 2 | 0 | 20
Sun, 02.09. 18:00 | 22.1 | 6.5 | 15.6 | 45.3 | 2.5 | 2.5 | 0 | 0 | 0.2 | 84.1 | 2 | 0 | 18
Sun, 02.09. 19:00 | 23.9 | 7 | 16.9 | 46.9 | 2.3 | 2.3 | 0 | 0 | 0.2 | 91.3 | 2.1 | 0 | 17
Sun, 02.09. 20:00 | 27.5 | 11 | 16.5 | 50.7 | 1.7 | 1.7 | 0 | 0 | 0.2 | 86.9 | 2.1 | 0 | 14
Sun, 02.09. 21:00 | 26.5 | 13.5 | 13 | 50.2 | 1.3 | 1.3 | 0 | 0 | 0.2 | 68.4 | 1.6 | 0 | 13
Sun, 02.09. 22:00 | 19.9 | 9.6 | 10.3 | 43.9 | 1.1 | 1.1 | 0 | 0 | 0.2 | 59.1 | 1.3 | 0 | 13
Sun, 02.09. 23:00 | 19.7 | 12.9 | 6.8 | 44.2 | 0.9 | 0.9 | 0 | 0 | 0.2 | 48.7 | 0.9 | 0 | 12
Mon, 03.09. 00:00 | 15.2 | 11 | 4.2 | 40 | 0.5 | 0.5 | 0 | 0 | 0.2 | 35.7 | 0.5 | 0 | 12
Mon, 03.09. 01:00 | 9.4 | 7.2 | 2.2 | 34.4 | 0.4 | 0.4 | 0 | 0 | 0.2 | 17.7 | 0.3 | 0 | 13
Mon, 03.09. 02:00 | 12.1 | 11.4 | 0.7 | 37.3 | 0.3 | 0.3 | 0 | 0 | 0.2 | 10.6 | 0.1 | 0 | 12
Mon, 03.09. 03:00 | 5.3 | 4.5 | 0.8 | 30.4 | 0.3 | 0.3 | 0 | 0 | 0.2 | 9.8 | 0.1 | 0 | 14
Mon, 03.09. 04:00 | 14.1 | 11.7 | 2.4 | 39.1 | 0.3 | 0.3 | 0 | 0 | 0.2 | 11.8 | 0.3 | 0 | 12
Mon, 03.09. 05:00 | 13.4 | 6.1 | 7.3 | 37.7 | 0.3 | 0.3 | 0 | 0 | 0.2 | 23.1 | 0.8 | 0 | 14
Mon, 03.09. 06:00 | 22.7 | 3.4 | 19.3 | 45.8 | 0.3 | 0.3 | 0 | 0 | 0.3 | 40.5 | 2.2 | 0 | 15
Mon, 03.09. 07:00 | 24.7 | 3.4 | 21.3 | 47.7 | 0.4 | 0.4 | 0 | 0 | 0.8 | 49.5 | 2.2 | 0 | 15
Mon, 03.09. 08:00 | 26.8 | 3.3 | 23.5 | 49.9 | 1.2 | 1.2 | 0 | 0 | 1.7 | 53.8 | 2.2 | 0 | 17
Mon, 03.09. 09:00 | 25.3 | 2.9 | 22.4 | 48.6 | 3.3 | 3.3 | 0 | 0 | 1.8 | 43.5 | 1.9 | 0 | 19
Mon, 03.09. 10:00 | 25.6 | 2.6 | 23 | 49.1 | 4.9 | 4.9 | 0 | 0 | 1.7 | 35.6 | 1.8 | 0 | 20
Mon, 03.09. 11:00 | 29.8 | 2.6 | 27.2 | 53.4 | 3.9 | 3.9 | 0 | 0 | 1.8 | 42.2 | 1.7 | 0 | 19
Mon, 03.09. 12:00 | 30.6 | 2.5 | 28.1 | 54.2 | 5.7 | 5.7 | 0 | 0 | 1.7 | 47.9 | 1.8 | 0 | 20
Mon, 03.09. 13:00 | 25.4 | 2.1 | 23.3 | 49.3 | 3.7 | 3.7 | 0 | 0 | 1.3 | 50.3 | 1.4 | 0 | 19
Mon, 03.09. 14:00 | 25.5 | 2.3 | 23.2 | 49.3 | 4.2 | 4.2 | 0 | 0 | 1.4 | 66.3 | 1.5 | 0 | 19
Mon, 03.09. 15:00 | 25.6 | 2.4 | 23.2 | 49.3 | 4.4 | 4.4 | 0 | 0 | 1.4 | 86.5 | 1.6 | 0 | 19
Mon, 03.09. 16:00 | 23 | 2.1 | 20.9 | 46.7 | 2.6 | 2.6 | 0 | 0 | 1.1 | 112.4 | 1.4 | 0 | 18
Mon, 03.09. 17:00 | 23.5 | 1.9 | 21.6 | 47 | 2.4 | 2.4 | 0 | 0 | 0.7 | 131.4 | 1.7 | 0 | 18
Mon, 03.09. 18:00 | 22.4 | 2 | 20.4 | 45.8 | 2 | 2 | 0 | 0 | 0.4 | 133.6 | 1.8 | 0 | 17
Mon, 03.09. 19:00 | 23.5 | 2.1 | 21.4 | 46.5 | 1.8 | 1.8 | 0 | 0 | 0.3 | 125.7 | 2.3 | 0 | 17
Mon, 03.09. 20:00 | 23.4 | 2.1 | 21.3 | 46.2 | 1.4 | 1.4 | 0 | 0 | 0.2 | 102.1 | 2.4 | 0 | 17
Mon, 03.09. 21:00 | 22.9 | 2.1 | 20.8 | 45.6 | 1.2 | 1.2 | 0 | 0 | 0.2 | 93.2 | 2.5 | 0 | 17
Mon, 03.09. 22:00 | 12 | 0.8 | 11.2 | 35.8 | 1.1 | 1.1 | 0 | 0 | 0.2 | 81.2 | 1.4 | 0 | 17
Mon, 03.09. 23:00 | 6.8 | 0.5 | 6.3 | 31.1 | 0.9 | 0.9 | 0 | 0 | 0.2 | 63.7 | 0.8 | 0 | 17
Tue, 04.09. 00:00 | 4.6 | 0.1 | 4.5 | 29.1 | 1.7 | 1.7 | 0 | 0 | 0.2 | 37.5 | 0.7 | 0 | 17
Tue, 04.09. 01:00 | 2.3 | 0.1 | 2.2 | 27.1 | 1.3 | 1.3 | 0 | 0 | 0.2 | 17.3 | 0.4 | 0 | 17
Tue, 04.09. 02:00 | 0.7 | 0.1 | 0.6 | 25.7 | 1.2 | 1.2 | 0 | 0 | 0.2 | 10.4 | 0.2 | 0 | 17
Tue, 04.09. 03:00 | 0.8 | 0.1 | 0.7 | 25.9 | 0.8 | 0.8 | 0 | 0 | 0.2 | 9.1 | 0.2 | 0 | 16
Tue, 04.09. 04:00 | 2.6 | 0.3 | 2.3 | 27.4 | 0.8 | 0.8 | 0 | 0 | 0.2 | 11 | 0.3 | 0 | 16
Tue, 04.09. 05:00 | 7.5 | 0.5 | 7 | 31.8 | 0.8 | 0.8 | 0 | 0 | 0.2 | 22.2 | 0.8 | 0 | 16
Tue, 04.09. 06:00 | 21.4 | 0.9 | 20.5 | 44.2 | 1.1 | 1.1 | 0 | 0 | 0.3 | 43 | 2.4 | 0 | 17
Tue, 04.09. 07:00 | 25.1 | 0.9 | 24.2 | 47.7 | 1.4 | 1.4 | 0 | 0 | 0.9 | 56.4 | 2.6 | 0 | 17
Tue, 04.09. 08:00 | 24.4 | 0.8 | 23.6 | 47.3 | 2.1 | 2.1 | 0 | 0 | 1.7 | 53.8 | 2.3 | 0 | 18
Tue, 04.09. 09:00 | 24.1 | 0.7 | 23.4 | 47.3 | 6.1 | 6.1 | 0 | 0 | 1.9 | 45.3 | 2.2 | 0 | 20
Tue, 04.09. 10:00 | 25.1 | 0.6 | 24.5 | 48.5 | 8.1 | 8.1 | 0 | 0 | 1.9 | 37.8 | 2.2 | 0 | 21
Tue, 04.09. 11:00 | 28.1 | 0.6 | 27.5 | 51.5 | 10.4 | 10.4 | 0 | 0 | 1.9 | 42.7 | 2.3 | 0 | 22
Tue, 04.09. 12:00 | 28 | 0.5 | 27.5 | 51.5 | 12.2 | 12.2 | 0 | 0 | 1.6 | 46.9 | 2.4 | 0 | 23
Tue, 04.09. 13:00 | 28.5 | 0.6 | 27.9 | 51.9 | 13.3 | 13.3 | 0 | 0 | 1.6 | 60.1 | 2.5 | 0 | 23
Tue, 04.09. 14:00 | 23.3 | 0.5 | 22.8 | 46.9 | 12.4 | 12.4 | 0 | 0 | 1.4 | 65 | 2.3 | 0 | 23
Tue, 04.09. 15:00 | 22 | 0.5 | 21.5 | 45.7 | 9.1 | 9.1 | 0 | 0 | 1.3 | 80.1 | 1.9 | 0 | 21
Tue, 04.09. 16:00 | 21.1 | 0.5 | 20.6 | 44.9 | 4.4 | 4.4 | 0 | 0 | 1.1 | 110.2 | 1.6 | 0 | 17
Tue, 04.09. 17:00 | 22.2 | 0.4 | 21.8 | 45.8 | 4 | 4 | 0 | 0 | 0.7 | 132.8 | 1.9 | 0 | 16
Tue, 04.09. 18:00 | 21.1 | 0.5 | 20.6 | 44.5 | 3.6 | 3.6 | 0 | 0 | 0.4 | 134.9 | 2 | 0 | 16
Tue, 04.09. 19:00 | 23.6 | 0.5 | 23.1 | 46.4 | 3.5 | 3.5 | 0 | 0 | 0.3 | 134.9 | 2.6 | 0 | 16
Tue, 04.09. 20:00 | 22.6 | 0.5 | 22.1 | 45.4 | 2.5 | 2.5 | 0 | 0 | 0.3 | 106.4 | 2.6 | 0 | 15
Tue, 04.09. 21:00 | 21.8 | 0.5 | 21.3 | 44.6 | 2 | 2 | 0 | 0 | 0.2 | 95.9 | 2.6 | 0 | 15
Tue, 04.09. 22:00 | 14.7 | 3.8 | 10.9 | 38.6 | 1.6 | 1.6 | 0 | 0 | 0.2 | 78.1 | 1.4 | 0 | 14
Tue, 04.09. 23:00 | 13.8 | 7.3 | 6.5 | 38.3 | 1.2 | 1.2 | 0 | 0 | 0.2 | 67.1 | 0.9 | 0 | 13
Wed, 05.09. 00:00 | 12.7 | 8.5 | 4.2 | 37.5 | 0.1 | 0.1 | 0 | 0 | 0.2 | 35.7 | 0.5 | 0 | 13
Wed, 05.09. 01:00 | 11.1 | 8.8 | 2.3 | 36.1 | 0.1 | 0.1 | 0 | 0 | 0.2 | 19 | 0.3 | 0 | 13
Wed, 05.09. 02:00 | 12.4 | 11.8 | 0.6 | 37.6 | 0 | 0 | 0 | 0 | 0.2 | 9.9 | 0.1 | 0 | 12
Wed, 05.09. 03:00 | 18.1 | 17.5 | 0.6 | 43.4 | 0 | 0 | 0 | 0 | 0.2 | 8.9 | 0.1 | 0 | 11
Wed, 05.09. 04:00 | 17 | 14.6 | 2.4 | 42.1 | 0 | 0 | 0 | 0 | 0.2 | 12 | 0.3 | 0 | 12
Wed, 05.09. 05:00 | 26.2 | 18.9 | 7.3 | 50.8 | 0 | 0 | 0 | 0 | 0.2 | 23.3 | 0.8 | 0 | 12
Wed, 05.09. 06:00 | 40.2 | 19.4 | 20.8 | 63.1 | 0.1 | 0.1 | 0 | 0 | 0.3 | 43.5 | 2.4 | 0 | 13
Wed, 05.09. 07:00 | 34.5 | 12 | 22.5 | 57.2 | 0.1 | 0.1 | 0 | 0 | 0.9 | 52.2 | 2.4 | 0 | 15
Wed, 05.09. 08:00 | 35.1 | 11.3 | 23.8 | 58.1 | 0.4 | 0.4 | 0 | 0 | 1.7 | 54.3 | 2.2 | 0 | 16
Wed, 05.09. 09:00 | 35.8 | 10.8 | 25 | 59 | 0.5 | 0.5 | 0 | 0 | 2 | 48.4 | 1.9 | 0 | 16
Wed, 05.09. 10:00 | 34.3 | 9.2 | 25.1 | 57.8 | 1 | 1 | 0 | 0 | 1.9 | 38.6 | 1.6 | 0 | 18
Wed, 05.09. 11:00 | 35 | 8.5 | 26.5 | 58.8 | 0.8 | 0.8 | 0 | 0 | 1.8 | 41 | 1.4 | 0 | 17
Wed, 05.09. 12:00 | 34 | 7.8 | 26.2 | 57.9 | 0.5 | 0.5 | 0 | 0 | 1.6 | 44.6 | 1.3 | 0 | 16
Wed, 05.09. 13:00 | 33.1 | 7.8 | 25.3 | 56.9 | 1 | 1 | 0 | 0 | 1.5 | 54.7 | 1.3 | 0 | 18
Wed, 05.09. 14:00 | 29.6 | 7.5 | 22.1 | 53.5 | 0.8 | 0.8 | 0 | 0 | 1.4 | 63.1 | 1.2 | 0 | 17
Wed, 05.09. 15:00 | 31.9 | 8.2 | 23.7 | 55.7 | 0.9 | 0.9 | 0 | 0 | 1.4 | 88.1 | 1.3 | 0 | 17
Wed, 05.09. 16:00 | 26.8 | 6.8 | 20 | 50.7 | 0.6 | 0.6 | 0 | 0 | 1.1 | 107 | 1.2 | 0 | 16
Wed, 05.09. 17:00 | 29.6 | 7.1 | 22.5 | 53.2 | 0.3 | 0.3 | 0 | 0 | 0.7 | 136.8 | 1.6 | 0 | 15
Wed, 05.09. 18:00 | 29.1 | 9.7 | 19.4 | 52.6 | 0.2 | 0.2 | 0 | 0 | 0.4 | 126.6 | 1.6 | 0 | 14
Wed, 05.09. 19:00 | 38.4 | 15.2 | 23.2 | 61.2 | 0.2 | 0.2 | 0 | 0 | 0.3 | 136.2 | 2.4 | 0 | 13
Wed, 05.09. 20:00 | 36.7 | 14.6 | 22.1 | 59.6 | 0.1 | 0.1 | 0 | 0 | 0.3 | 106.4 | 2.4 | 0 | 13
Wed, 05.09. 21:00 | 38.5 | 17.9 | 20.6 | 61.4 | 0.1 | 0.1 | 0 | 0 | 0.2 | 92.3 | 2.4 | 0 | 12
Wed, 05.09. 22:00 | 29.4 | 18.5 | 10.9 | 53.4 | 0.1 | 0.1 | 0 | 0 | 0.2 | 78.1 | 1.3 | 0 | 11
Wed, 05.09. 23:00 | 55.5 | 48.5 | 7 | 77.5 | 0.1 | 0.1 | 0 | 0 | 0.2 | 72.4 | 1.4 | 0 | 8
Thu, 06.09. 00:00 | 49.6 | 45.2 | 4.4 | 72 | 0.3 | 0.3 | 0 | 0 | 0.2 | 36 | 1.1 | 0 | 8
Thu, 06.09. 01:00 | 48 | 45.7 | 2.3 | 70.6 | 0.3 | 0.3 | 0 | 0 | 0.2 | 18.6 | 0.8 | 0 | 8
Thu, 06.09. 02:00 | 47.2 | 46.5 | 0.7 | 70 | 0.2 | 0.2 | 0 | 0 | 0.2 | 10.6 | 0.6 | 0 | 8
Thu, 06.09. 03:00 | 59.2 | 58.5 | 0.7 | 80.7 | 0.2 | 0.2 | 0 | 0 | 0.2 | 9.3 | 0.9 | 0 | 7
Thu, 06.09. 04:00 | 61.4 | 59 | 2.4 | 82.7 | 0.2 | 0.2 | 0 | 0 | 0.2 | 11.6 | 1.1 | 0 | 7
Thu, 06.09. 05:00 | 50 | 43.2 | 6.8 | 72.9 | 0.2 | 0.2 | 0 | 0 | 0.2 | 21.5 | 1.1 | 0 | 9
Thu, 06.09. 06:00 | 55.1 | 35.8 | 19.3 | 77.4 | 0.2 | 0.2 | 0 | 0 | 0.3 | 40.5 | 2.4 | 0 | 11
Thu, 06.09. 07:00 | 55.7 | 33.2 | 22.5 | 77.8 | 0.3 | 0.3 | 0 | 0 | 0.9 | 52.2 | 2.5 | 0 | 12
Thu, 06.09. 08:00 | 48.4 | 24.8 | 23.6 | 70.8 | 0.5 | 0.5 | 0 | 0 | 1.7 | 53.8 | 2.3 | 0 | 14
Thu, 06.09. 09:00 | 40.5 | 18 | 22.5 | 63.5 | 0.9 | 0.9 | 0 | 0 | 1.8 | 43.5 | 1.8 | 0 | 15
Thu, 06.09. 10:00 | 42.1 | 17.3 | 24.8 | 65.2 | 1.5 | 1.5 | 0 | 0 | 1.9 | 38.2 | 1.7 | 0 | 17
Thu, 06.09. 11:00 | 40.6 | 15.4 | 25.2 | 63.8 | 1.7 | 1.7 | 0 | 0 | 1.7 | 39 | 1.5 | 0 | 18
Thu, 06.09. 12:00 | 45.8 | 16.5 | 29.3 | 68.9 | 3.7 | 3.7 | 0 | 0 | 1.8 | 49.7 | 1.8 | 0 | 19
Thu, 06.09. 13:00 | 41.8 | 15.4 | 26.4 | 65 | 3.6 | 3.6 | 0 | 0 | 1.5 | 56.8 | 1.7 | 0 | 19
Thu, 06.09. 14:00 | 39.2 | 15.3 | 23.9 | 62.4 | 5.4 | 5.4 | 0 | 0 | 1.5 | 68.2 | 1.8 | 0 | 20
Thu, 06.09. 15:00 | 37 | 14.8 | 22.2 | 60.4 | 3.6 | 3.6 | 0 | 0 | 1.3 | 82.5 | 1.6 | 0 | 19
Thu, 06.09. 16:00 | 34 | 13.7 | 20.3 | 57.3 | 3.5 | 3.5 | 0 | 0 | 1.1 | 108.1 | 1.6 | 0 | 19
Thu, 06.09. 17:00 | 34.7 | 13.5 | 21.2 | 57.6 | 1.9 | 1.9 | 0 | 0 | 0.6 | 128.8 | 1.8 | 0 | 18
Thu, 06.09. 18:00 | 35 | 14.1 | 20.9 | 57.6 | 1.6 | 1.6 | 0 | 0 | 0.4 | 136.4 | 2 | 0 | 17
Thu, 06.09. 19:00 | 37.6 | 15.2 | 22.4 | 59.6 | 1.4 | 1.4 | 0 | 0 | 0.3 | 130.9 | 2.6 | 0 | 17
Thu, 06.09. 20:00 | 35.6 | 14.3 | 21.3 | 57.6 | 1.1 | 1.1 | 0 | 0 | 0.2 | 102.1 | 2.5 | 0 | 17
Thu, 06.09. 21:00 | 35.9 | 14.5 | 21.4 | 57.7 | 1 | 1 | 0 | 0 | 0.3 | 95.9 | 2.7 | 0 | 17
Thu, 06.09. 22:00 | 15.1 | 4.4 | 10.7 | 38.8 | 0.7 | 0.7 | 0 | 0 | 0.2 | 76.5 | 1.4 | 0 | 16
Thu, 06.09. 23:00 | 13 | 6.6 | 6.4 | 37.5 | 0.3 | 0.3 | 0 | 0 | 0.2 | 65.7 | 0.8 | 0 | 14
Fri, 07.09. 00:00 | 8.8 | 4.3 | 4.5 | 33.6 | 0.1 | 0.1 | 0 | 0 | 0.2 | 37.1 | 0.5 | 0 | 14
Fri, 07.09. 01:00 | 2.9 | 0.6 | 2.3 | 28 | 0.1 | 0.1 | 0 | 0 | 0.2 | 19 | 0.3 | 0 | 15
Fri, 07.09. 02:00 | 8.6 | 7.9 | 0.7 | 34.1 | 0.1 | 0.1 | 0 | 0 | 0.2 | 10.7 | 0.1 | 0 | 13
Fri, 07.09. 03:00 | 8.9 | 8.2 | 0.7 | 34.4 | 0.1 | 0.1 | 0 | 0 | 0.2 | 9.5 | 0.1 | 0 | 13
Fri, 07.09. 04:00 | 11.1 | 8.7 | 2.4 | 36.4 | 0 | 0 | 0 | 0 | 0.2 | 12.1 | 0.3 | 0 | 13
Fri, 07.09. 05:00 | 18.2 | 10.6 | 7.6 | 42.9 | 0.1 | 0.1 | 0 | 0 | 0.2 | 24 | 0.9 | 0 | 13
Fri, 07.09. 06:00 | 28.7 | 8.1 | 20.6 | 51.8 | 0.1 | 0.1 | 0 | 0 | 0.3 | 43 | 2.3 | 0 | 14
Fri, 07.09. 07:00 | 30.3 | 7.9 | 22.4 | 53.4 | 0.1 | 0.1 | 0 | 0 | 0.9 | 51.6 | 2.3 | 0 | 14
Fri, 07.09. 08:00 | 27.5 | 4 | 23.5 | 50.8 | 0.2 | 0.2 | 0 | 0 | 1.7 | 53.3 | 2.1 | 0 | 15
Fri, 07.09. 09:00 | 25.5 | 3.4 | 22.1 | 49.2 | 0.5 | 0.5 | 0 | 0 | 1.8 | 42.6 | 1.6 | 0 | 16
Fri, 07.09. 10:00 | 26 | 3.1 | 22.9 | 49.8 | 0.9 | 0.9 | 0 | 0 | 1.8 | 35.2 | 1.5 | 0 | 18
Fri, 07.09. 11:00 | 31.5 | 3.3 | 28.2 | 55.5 | 0.4 | 0.4 | 0 | 0 | 1.9 | 43.5 | 1.5 | 0 | 15
Fri, 07.09. 12:00 | 31.6 | 3.1 | 28.5 | 55.5 | 0.6 | 0.6 | 0 | 0 | 1.7 | 48.3 | 1.4 | 0 | 16
Fri, 07.09. 13:00 | 27.1 | 2.7 | 24.4 | 51.2 | 1 | 1 | 0 | 0 | 1.4 | 52.4 | 1.3 | 0 | 18
Fri, 07.09. 14:00 | 25.5 | 2.8 | 22.7 | 49.5 | 1 | 1 | 0 | 0 | 1.4 | 64.4 | 1.2 | 0 | 18
Fri, 07.09. 15:00 | 24.3 | 2.7 | 21.6 | 48.5 | 0.6 | 0.6 | 0 | 0 | 1.3 | 80.1 | 1.2 | 0 | 16
Fri, 07.09. 16:00 | 24 | 2.6 | 21.4 | 48 | 0.8 | 0.8 | 0 | 0 | 1.1 | 113.5 | 1.3 | 0 | 17
Fri, 07.09. 17:00 | 23.9 | 2.4 | 21.5 | 47.6 | 0.8 | 0.8 | 0 | 0 | 0.7 | 130.1 | 1.6 | 0 | 17
Fri, 07.09. 18:00 | 22.3 | 2.4 | 19.9 | 45.9 | 0.5 | 0.5 | 0 | 0 | 0.4 | 129.4 | 1.7 | 0 | 16
Fri, 07.09. 19:00 | 24.4 | 2.6 | 21.8 | 47.5 | 0.2 | 0.2 | 0 | 0 | 0.3 | 127 | 2.2 | 0 | 15
Fri, 07.09. 20:00 | 27.9 | 6.1 | 21.8 | 51 | 0.1 | 0.1 | 0 | 0 | 0.3 | 104.2 | 2.4 | 0 | 14
Fri, 07.09. 21:00 | 26.8 | 6.2 | 20.6 | 49.9 | 0.1 | 0.1 | 0 | 0 | 0.2 | 92.3 | 2.3 | 0 | 14
Fri, 07.09. 22:00 | 18.4 | 7.8 | 10.6 | 42.6 | 0.1 | 0.1 | 0 | 0 | 0.2 | 75 | 1.3 | 0 | 13
Fri, 07.09. 23:00 | 10.5 | 4.1 | 6.4 | 35.2 | 0.1 | 0.1 | 0 | 0 | 0.2 | 65.1 | 0.8 | 0 | 14
Sat, 08.09. 00:00 | 12.3 | 7.7 | 4.6 | 37.2 | 0 | 0 | 0 | 0 | 0.2 | 51.4 | 0.6 | 0 | 13
Sat, 08.09. 01:00 | 10.8 | 8 | 2.8 | 35.9 | 0 | 0 | 0 | 0 | 0.2 | 30.9 | 0.3 | 0 | 13
Sat, 08.09. 02:00 | 9.7 | 8 | 1.7 | 35 | 0 | 0 | 0 | 0 | 0.2 | 19.8 | 0.2 | 0 | 13
Sat, 08.09. 03:00 | 9.5 | 8.8 | 0.7 | 34.9 | 0 | 0 | 0 | 0 | 0.2 | 12.5 | 0.1 | 0 | 13
Sat, 08.09. 04:00 | 10.4 | 9.1 | 1.3 | 35.8 | 0 | 0 | 0 | 0 | 0.2 | 10.7 | 0.2 | 0 | 13
Sat, 08.09. 05:00 | 17.5 | 15.9 | 1.6 | 43 | 0 | 0 | 0 | 0 | 0.2 | 12.8 | 0.2 | 0 | 12
Sat, 08.09. 06:00 | 18.8 | 16.6 | 2.2 | 44.2 | 0 | 0 | 0 | 0 | 0.2 | 11.6 | 0.2 | 0 | 12
Sat, 08.09. 07:00 | 14.6 | 9.7 | 4.9 | 39.6 | 0 | 0 | 0 | 0 | 0.3 | 12.7 | 0.5 | 0 | 14
Sat, 08.09. 08:00 | 19 | 6.1 | 12.9 | 43.2 | 0 | 0 | 0 | 0 | 0.5 | 19.5 | 1.3 | 0 | 15
Sat, 08.09. 09:00 | 27.9 | 5.2 | 22.7 | 51 | 0 | 0 | 0 | 0 | 0.5 | 24.5 | 2.4 | 0 | 15
Sat, 08.09. 10:00 | 29.9 | 4.7 | 25.2 | 52.8 | 0 | 0 | 0 | 0 | 0.5 | 43.1 | 2.5 | 0 | 15
Sat, 08.09. 11:00 | 34.6 | 4.8 | 29.8 | 57.3 | 0 | 0 | 0 | 0 | 0.5 | 56.4 | 2.8 | 0 | 15
Sat, 08.09. 12:00 | 32.9 | 4.5 | 28.4 | 55.8 | 0.2 | 0.2 | 0 | 0 | 0.5 | 76.1 | 2.5 | 0 | 16
Sat, 08.09. 13:00 | 30.7 | 4.4 | 26.3 | 54.1 | 0.3 | 0.3 | 0 | 0 | 0.5 | 88.6 | 2 | 0 | 16
Sat, 08.09. 14:00 | 28.6 | 4.2 | 24.4 | 52.3 | 0.5 | 0.5 | 0 | 0 | 0.4 | 86.4 | 1.8 | 0 | 17
Sat, 08.09. 15:00 | 25.9 | 4.1 | 21.8 | 49.8 | 0.4 | 0.4 | 0 | 0 | 0.4 | 79.4 | 1.5 | 0 | 17
Sat, 08.09. 16:00 | 25 | 3.9 | 21.1 | 48.9 | 0.2 | 0.2 | 0 | 0 | 0.4 | 79.4 | 1.5 | 0 | 16
Sat, 08.09. 17:00 | 24.4 | 3.8 | 20.6 | 48.2 | 0.2 | 0.2 | 0 | 0 | 0.3 | 79.9 | 1.6 | 0 | 16
Sat, 08.09. 18:00 | 24.8 | 4.4 | 20.4 | 48.3 | 0 | 0 | 0 | 0 | 0.2 | 89.5 | 1.8 | 0 | 15
Sat, 08.09. 19:00 | 32.3 | 12.2 | 20.1 | 55.8 | 0 | 0 | 0 | 0 | 0.2 | 86.9 | 2 | 0 | 13
Sat, 08.09. 20:00 | 28.8 | 11.7 | 17.1 | 52.5 | 0 | 0 | 0 | 0 | 0.2 | 71.8 | 1.9 | 0 | 13
Sat, 08.09. 21:00 | 25.2 | 11.7 | 13.5 | 49.2 | 0 | 0 | 0 | 0 | 0.2 | 67.7 | 1.5 | 0 | 13
Sat, 08.09. 22:00 | 18.9 | 8.7 | 10.2 | 43.2 | 0 | 0 | 0 | 0 | 0.2 | 62.9 | 1.2 | 0 | 13
Sat, 08.09. 23:00 | 15.2 | 8.3 | 6.9 | 39.9 | 0 | 0 | 0 | 0 | 0.2 | 60.8 | 0.8 | 0 | 13
Sun, 09.09. 00:00 | 18.2 | 13.2 | 5 | 43.2 | 0.1 | 0.1 | 0 | 0 | 0.2 | 67.6 | 0.6 | 0 | 12
Sun, 09.09. 01:00 | 11.5 | 8.8 | 2.7 | 36.7 | 0.1 | 0.1 | 0 | 0 | 0.2 | 51.4 | 0.3 | 0 | 13
Sun, 09.09. 02:00 | 10.5 | 9 | 1.5 | 35.8 | 0.1 | 0.1 | 0 | 0 | 0.2 | 36.2 | 0.2 | 0 | 13
Sun, 09.09. 03:00 | 9.7 | 9.1 | 0.6 | 35.1 | 0.1 | 0.1 | 0 | 0 | 0.2 | 17.5 | 0.1 | 0 | 13
Sun, 09.09. 04:00 | 16.9 | 15.2 | 1.7 | 42.3 | 0.1 | 0.1 | 0 | 0 | 0.2 | 11.9 | 0.2 | 0 | 12
Sun, 09.09. 05:00 | 29.1 | 27.3 | 1.8 | 54.4 | 0.1 | 0.1 | 0 | 0 | 0.2 | 10.2 | 0.2 | 0 | 11
Sun, 09.09. 06:00 | 32.6 | 30.4 | 2.2 | 57.9 | 0.1 | 0.1 | 0 | 0 | 0.2 | 9.8 | 0.3 | 0 | 11
Sun, 09.09. 07:00 | 35.9 | 30.9 | 5 | 60.9 | 0.1 | 0.1 | 0 | 0 | 0.2 | 10.9 | 0.6 | 0 | 11
Sun, 09.09. 08:00 | 30.5 | 17.9 | 12.6 | 54.4 | 0.1 | 0.1 | 0 | 0 | 0.3 | 11.7 | 1.5 | 0 | 14
Sun, 09.09. 09:00 | 33.4 | 11.7 | 21.7 | 56.2 | 0.1 | 0.1 | 0 | 0 | 0.3 | 12.6 | 2.5 | 0 | 15
Sun, 09.09. 10:00 | 36.7 | 11.6 | 25.1 | 59 | 0.6 | 0.6 | 0 | 0 | 0.3 | 15.9 | 2.9 | 0 | 17
Sun, 09.09. 11:00 | 36.4 | 10.9 | 25.5 | 58.6 | 0.8 | 0.8 | 0 | 0 | 0.3 | 22.7 | 3 | 0 | 18
Sun, 09.09. 12:00 | 32.8 | 10.1 | 22.7 | 55.5 | 0.8 | 0.8 | 0 | 0 | 0.3 | 32 | 2.6 | 0 | 18
Sun, 09.09. 13:00 | 30.3 | 10.5 | 19.8 | 53.4 | 0.8 | 0.8 | 0 | 0 | 0.3 | 46.1 | 2.3 | 0 | 18
Sun, 09.09. 14:00 | 26.4 | 9.7 | 16.7 | 49.8 | 2.4 | 2.4 | 0 | 0 | 0.2 | 61 | 2 | 0 | 19
Sun, 09.09. 15:00 | 22 | 8.9 | 13.1 | 45.8 | 0.7 | 0.7 | 0 | 0 | 0.2 | 51.6 | 1.5 | 0 | 18
Sun, 09.09. 16:00 | 23 | 9.3 | 13.7 | 46.7 | 0.8 | 0.8 | 0 | 0 | 0.2 | 62.9 | 1.5 | 0 | 18
Sun, 09.09. 17:00 | 25.4 | 9.9 | 15.5 | 48.9 | 0.6 | 0.6 | 0 | 0 | 0.2 | 71.1 | 1.8 | 0 | 17
Sun, 09.09. 18:00 | 32 | 16.7 | 15.3 | 55.7 | 0.2 | 0.2 | 0 | 0 | 0.2 | 81.6 | 1.8 | 0 | 13
Sun, 09.09. 19:00 | 44 | 26.9 | 17.1 | 67.5 | 0.2 | 0.2 | 0 | 0 | 0.2 | 91.3 | 2 | 0 | 11
Sun, 09.09. 20:00 | 41.1 | 25.7 | 15.4 | 64.9 | 0.1 | 0.1 | 0 | 0 | 0.2 | 80.2 | 1.8 | 0 | 11
Sun, 09.09. 21:00 | 33 | 20.2 | 12.8 | 57 | 0.1 | 0.1 | 0 | 0 | 0.2 | 67 | 1.6 | 0 | 12
Sun, 09.09. 22:00 | 34.6 | 24.4 | 10.2 | 59.1 | 0.1 | 0.1 | 0 | 0 | 0.2 | 57.4 | 1.2 | 0 | 10
Sun, 09.09. 23:00 | 52 | 45.5 | 6.5 | 74.5 | 0.1 | 0.1 | 0 | 0 | 0.2 | 46.4 | 1.3 | 0 | 8
Mon, 10.09. 00:00 | 38.6 | 34.4 | 4.2 | 62.6 | 0.7 | 0.7 | 0 | 0 | 0.2 | 35.3 | 0.8 | 0 | 9
Mon, 10.09. 01:00 | 48.8 | 46.5 | 2.3 | 71.7 | 0.6 | 0.6 | 0 | 0 | 0.2 | 18.6 | 0.8 | 0 | 8
Mon, 10.09. 02:00 | 58.4 | 57.7 | 0.7 | 80.4 | 0.5 | 0.5 | 0 | 0 | 0.2 | 10.5 | 0.9 | 0 | 7
Mon, 10.09. 03:00 | 47.6 | 46.9 | 0.7 | 70.7 | 0.4 | 0.4 | 0 | 0 | 0.2 | 9 | 0.6 | 0 | 8
Mon, 10.09. 04:00 | 64.3 | 61.9 | 2.4 | 85.9 | 0.4 | 0.4 | 0 | 0 | 0.2 | 11.9 | 1.1 | 0 | 7
Mon, 10.09. 05:00 | 67.2 | 60 | 7.2 | 89.1 | 0.4 | 0.4 | 0 | 0 | 0.2 | 22.6 | 1.5 | 0 | 8
Mon, 10.09. 06:00 | 65.2 | 44.2 | 21 | 87.3 | 0.4 | 0.4 | 0 | 0 | 0.3 | 43.5 | 2.6 | 0 | 11
Mon, 10.09. 07:00 | 58.3 | 35.6 | 22.7 | 80.5 | 0.5 | 0.5 | 0 | 0 | 0.9 | 52.2 | 2.6 | 0 | 13
Mon, 10.09. 08:00 | 51 | 27 | 24 | 73.5 | 0.9 | 0.9 | 0 | 0 | 1.7 | 54.3 | 2.4 | 0 | 15
Mon, 10.09. 09:00 | 46.8 | 23.4 | 23.4 | 69.7 | 1.9 | 1.9 | 0 | 0 | 1.9 | 44.8 | 2 | 0 | 17
Mon, 10.09. 10:00 | 45 | 21 | 24 | 68.2 | 2.4 | 2.4 | 0 | 0 | 1.8 | 36.7 | 1.8 | 0 | 18
Mon, 10.09. 11:00 | 43.7 | 19 | 24.7 | 67.1 | 3.9 | 3.9 | 0 | 0 | 1.7 | 38.2 | 1.7 | 0 | 19
Mon, 10.09. 12:00 | 44.3 | 18.3 | 26 | 67.7 | 5.7 | 5.7 | 0 | 0 | 1.6 | 43.7 | 1.8 | 0 | 20
Mon, 10.09. 13:00 | 43.4 | 18.3 | 25.1 | 66.7 | 7.4 | 7.4 | 0 | 0 | 1.5 | 53.5 | 1.9 | 0 | 21
Mon, 10.09. 14:00 | 42.3 | 18.8 | 23.5 | 65.7 | 7.9 | 7.9 | 0 | 0 | 1.5 | 66.3 | 1.9 | 0 | 21
Mon, 10.09. 15:00 | 38.7 | 17.6 | 21.1 | 62.2 | 7.3 | 7.3 | 0 | 0 | 1.3 | 77.7 | 1.8 | 0 | 21
Mon, 10.09. 16:00 | 38.5 | 17.6 | 20.9 | 61.8 | 7.7 | 7.7 | 0 | 0 | 1.1 | 111.3 | 2 | 0 | 21
Mon, 10.09. 17:00 | 39.2 | 17.2 | 22 | 62.1 | 4.5 | 4.5 | 0 | 0 | 0.7 | 132.8 | 2.1 | 0 | 19
Mon, 10.09. 18:00 | 40.2 | 18.3 | 21.9 | 63 | 2.6 | 2.6 | 0 | 0 | 0.4 | 141.9 | 2.2 | 0 | 17
Mon, 10.09. 19:00 | 49.9 | 26.7 | 23.2 | 72.2 | 2 | 2 | 0 | 0 | 0.3 | 134.9 | 2.7 | 0 | 13
Mon, 10.09. 20:00 | 60.7 | 36.8 | 23.9 | 82.8 | 1.6 | 1.6 | 0 | 0 | 0.3 | 113.8 | 2.9 | 0 | 11
Mon, 10.09. 21:00 | 52.4 | 32.3 | 20.1 | 74.9 | 1.1 | 1.1 | 0 | 0 | 0.2 | 89.6 | 2.6 | 0 | 11
Mon, 10.09. 22:00 | 34 | 22.5 | 11.5 | 58.1 | 1 | 1 | 0 | 0 | 0.2 | 81.2 | 1.5 | 0 | 11
Mon, 10.09. 23:00 | 45.6 | 38.6 | 7 | 69.2 | 0.8 | 0.8 | 0 | 0 | 0.2 | 71.7 | 1.2 | 0 | 9
Tue, 11.09. 00:00 | 21.3 | 16.8 | 4.5 | 46.7 | 0.2 | 0.2 | 0 | 0 | 0.2 | 36.8 | 0.6 | 0 | 11
Tue, 11.09. 01:00 | 18.7 | 16.4 | 2.3 | 44.2 | 0.1 | 0.1 | 0 | 0 | 0.2 | 18.3 | 0.3 | 0 | 11
Tue, 11.09. 02:00 | 12.2 | 11.5 | 0.7 | 38 | 0.1 | 0.1 | 0 | 0 | 0.2 | 10.4 | 0.1 | 0 | 12
Tue, 11.09. 03:00 | 13.6 | 12.8 | 0.8 | 39.3 | 0.1 | 0.1 | 0 | 0 | 0.2 | 9.9 | 0.1 | 0 | 12
Tue, 11.09. 04:00 | 14.7 | 12.3 | 2.4 | 40.2 | 0.1 | 0.1 | 0 | 0 | 0.2 | 11.5 | 0.3 | 0 | 12
Tue, 11.09. 05:00 | 21.7 | 14.6 | 7.1 | 46.8 | 0.1 | 0.1 | 0 | 0 | 0.2 | 22.4 | 0.8 | 0 | 12
Tue, 11.09. 06:00 | 34.7 | 13.7 | 21 | 58.1 | 0.1 | 0.1 | 0 | 0 | 0.3 | 43.5 | 2.4 | 0 | 13
Tue, 11.09. 07:00 | 27.2 | 5.9 | 21.3 | 50.8 | 0.2 | 0.2 | 0 | 0 | 0.8 | 49 | 2.2 | 0 | 15
Tue, 11.09. 08:00 | 29.4 | 5.8 | 23.6 | 53 | 0.8 | 0.8 | 0 | 0 | 1.7 | 53.3 | 2.2 | 0 | 17
Tue, 11.09. 09:00 | 29.7 | 5.4 | 24.3 | 53.5 | 1.2 | 1.2 | 0 | 0 | 2 | 46.6 | 1.9 | 0 | 18
Tue, 11.09. 10:00 | 29.3 | 4.8 | 24.5 | 53.3 | 4.3 | 4.3 | 0 | 0 | 1.9 | 37.4 | 1.8 | 0 | 20
Tue, 11.09. 11:00 | 30.5 | 4.4 | 26.1 | 54.7 | 2.8 | 2.8 | 0 | 0 | 1.8 | 40.2 | 1.6 | 0 | 19
Tue, 11.09. 12:00 | 30.9 | 4.2 | 26.7 | 55.2 | 1.2 | 1.2 | 0 | 0 | 1.6 | 45.1 | 1.4 | 0 | 17
Tue, 11.09. 13:00 | 29.7 | 4.1 | 25.6 | 54 | 1 | 1 | 0 | 0 | 1.5 | 54.7 | 1.3 | 0 | 16
Tue, 11.09. 14:00 | 27.6 | 4.1 | 23.5 | 52.1 | 1 | 1 | 0 | 0 | 1.5 | 66.3 | 1.3 | 0 | 16
Tue, 11.09. 15:00 | 26.2 | 4 | 22.2 | 50.7 | 1.2 | 1.2 | 0 | 0 | 1.3 | 81.7 | 1.2 | 0 | 17
Tue, 11.09. 16:00 | 23.6 | 3.5 | 20.1 | 48.2 | 0.8 | 0.8 | 0 | 0 | 1.1 | 107 | 1.2 | 0 | 15
Tue, 11.09. 17:00 | 26.1 | 3.6 | 22.5 | 50.1 | 1 | 1 | 0 | 0 | 0.7 | 135.4 | 1.7 | 0 | 16
Tue, 11.09. 18:00 | 26.1 | 3.8 | 22.3 | 50 | 0.7 | 0.7 | 0 | 0 | 0.4 | 144.7 | 1.9 | 0 | 15
Tue, 11.09. 19:00 | 24.8 | 3.6 | 21.2 | 48.3 | 0.5 | 0.5 | 0 | 0 | 0.3 | 123.1 | 2.2 | 0 | 15
Tue, 11.09. 20:00 | 28.6 | 4.2 | 24.4 | 51.6 | 0.4 | 0.4 | 0 | 0 | 0.3 | 116 | 2.7 | 0 | 15
Tue, 11.09. 21:00 | 25.7 | 3.9 | 21.8 | 48.9 | 0.5 | 0.5 | 0 | 0 | 0.3 | 96.9 | 2.5 | 0 | 16
Tue, 11.09. 22:00 | 12.5 | 1.3 | 11.2 | 36.8 | 0.5 | 0.5 | 0 | 0 | 0.2 | 79.6 | 1.4 | 0 | 16
Tue, 11.09. 23:00 | 6.8 | 0.8 | 6 | 31.7 | 0.4 | 0.4 | 0 | 0 | 0.2 | 61.1 | 0.8 | 0 | 16
Wed, 12.09. 00:00 | 4.1 | 0 | 4.1 | 29.3 | 2.1 | 2.1 | 0 | 0 | 0.2 | 34.6 | 0.7 | 0 | 16
Wed, 12.09. 01:00 | 2.4 | 0 | 2.4 | 27.8 | 1.9 | 1.9 | 0 | 0 | 0.2 | 19.6 | 0.5 | 0 | 16
Wed, 12.09. 02:00 | 0.6 | 0 | 0.6 | 26.2 | 1.4 | 1.4 | 0 | 0 | 0.2 | 10.1 | 0.2 | 0 | 16
Wed, 12.09. 03:00 | 0.6 | 0 | 0.6 | 26.1 | 1.5 | 1.5 | 0 | 0 | 0.2 | 8.8 | 0.2 | 0 | 17
Wed, 12.09. 04:00 | 2.5 | 0 | 2.5 | 27.8 | 1.5 | 1.5 | 0 | 0 | 0.2 | 12.3 | 0.4 | 0 | 17
Wed, 12.09. 05:00 | 7.3 | 0 | 7.3 | 32 | 1.4 | 1.4 | 0 | 0 | 0.2 | 22.6 | 0.9 | 0 | 17
Wed, 12.09. 06:00 | 20.8 | 0 | 20.8 | 44.1 | 1.5 | 1.5 | 0 | 0 | 0.3 | 43 | 2.5 | 0 | 17
Wed, 12.09. 07:00 | 23.9 | 0 | 23.9 | 47.1 | 2.1 | 2.1 | 0 | 0 | 0.9 | 54.8 | 2.6 | 0 | 18
Wed, 12.09. 08:00 | 23.2 | 0 | 23.2 | 46.6 | 4.4 | 4.4 | 0 | 0 | 1.7 | 52.2 | 2.4 | 0 | 19
Wed, 12.09. 09:00 | 23.2 | 0 | 23.2 | 47 | 7.5 | 7.5 | 0 | 0 | 1.9 | 44.4 | 2.3 | 0 | 20
Wed, 12.09. 10:00 | 24.3 | 0 | 24.3 | 48.3 | 9.8 | 9.8 | 0 | 0 | 1.9 | 37.1 | 2.3 | 0 | 21
Wed, 12.09. 11:00 | 26.7 | 0 | 26.7 | 50.7 | 12.2 | 12.2 | 0 | 0 | 1.8 | 41 | 2.4 | 0 | 22
Wed, 12.09. 12:00 | 26 | 0 | 26 | 50 | 13.7 | 13.7 | 0 | 0 | 1.6 | 43.7 | 2.5 | 0 | 23
Wed, 12.09. 13:00 | 25.6 | 0 | 25.6 | 49.7 | 14.7 | 14.7 | 0 | 0 | 1.5 | 54.7 | 2.5 | 0 | 23
Wed, 12.09. 14:00 | 22.4 | 0 | 22.4 | 46.6 | 14.6 | 14.6 | 0 | 0 | 1.4 | 63.1 | 2.5 | 0 | 23
Wed, 12.09. 15:00 | 21.5 | 0 | 21.5 | 45.6 | 16.1 | 16.1 | 0 | 0 | 1.3 | 79.3 | 2.7 | 0 | 24
Wed, 12.09. 16:00 | 21.6 | 0 | 21.6 | 45.6 | 15.4 | 15.4 | 0 | 0 | 1.2 | 114.6 | 2.7 | 0 | 23
Wed, 12.09. 17:00 | 23.2 | 0 | 23.2 | 46.8 | 13.6 | 13.6 | 0 | 0 | 0.7 | 139.4 | 2.8 | 0 | 22
Wed, 12.09. 18:00 | 22.4 | 0 | 22.4 | 45.8 | 11.3 | 11.3 | 0 | 0 | 0.4 | 144.7 | 2.8 | 0 | 21
Wed, 12.09. 19:00 | 22.4 | 0 | 22.4 | 45.5 | 8.8 | 8.8 | 0 | 0 | 0.3 | 129.6 | 3 | 0 | 20
Wed, 12.09. 20:00 | 22.2 | 0 | 22.2 | 45.2 | 6.3 | 6.3 | 0 | 0 | 0.3 | 105.3 | 2.9 | 0 | 19
Wed, 12.09. 21:00 | 21 | 0 | 21 | 44.1 | 4 | 4 | 0 | 0 | 0.2 | 93.2 | 2.7 | 0 | 18
Wed, 12.09. 22:00 | 11.8 | 0 | 11.8 | 35.9 | 3.5 | 3.5 | 0 | 0 | 0.2 | 83.5 | 1.7 | 0 | 18
Wed, 12.09. 23:00 | 6.8 | 0 | 6.8 | 31.5 | 2.8 | 2.8 | 0 | 0 | 0.2 | 69 | 1 | 0 | 18
Thu, 13.09. 00:00 | 4.4 | 0 | 4.4 | 29.4 | 3 | 3 | 0 | 0 | 0.2 | 35.7 | 0.8 | 0 | 19
Thu, 13.09. 01:00 | 2.4 | 0 | 2.4 | 27.6 | 3.1 | 3.1 | 0 | 0 | 0.2 | 19.8 | 0.6 | 0 | 19
Thu, 13.09. 02:00 | 0.7 | 0 | 0.7 | 26.2 | 2.7 | 2.7 | 0 | 0 | 0.2 | 10.4 | 0.3 | 0 | 19
Thu, 13.09. 03:00 | 0.7 | 0 | 0.7 | 26.2 | 1.2 | 1.2 | 0 | 0 | 0.2 | 9.4 | 0.2 | 0 | 18
Thu, 13.09. 04:00 | 2.7 | 0.2 | 2.5 | 27.9 | 1.2 | 1.2 | 0 | 0 | 0.2 | 12.5 | 0.4 | 0 | 18
Thu, 13.09. 05:00 | 7.8 | 0.4 | 7.4 | 32.5 | 1 | 1 | 0 | 0 | 0.2 | 23.3 | 0.9 | 0 | 17
Thu, 13.09. 06:00 | 21 | 0.6 | 20.4 | 44.2 | 1 | 1 | 0 | 0 | 0.3 | 42.2 | 2.4 | 0 | 17
Thu, 13.09. 07:00 | 24 | 0.5 | 23.5 | 47.2 | 1.2 | 1.2 | 0 | 0 | 0.9 | 53.8 | 2.5 | 0 | 17
Thu, 13.09. 08:00 | 23.3 | 0.5 | 22.8 | 46.9 | 1.7 | 1.7 | 0 | 0 | 1.6 | 51.2 | 2.2 | 0 | 17
Thu, 13.09. 09:00 | 24 | 0.5 | 23.5 | 47.7 | 2.8 | 2.8 | 0 | 0 | 1.9 | 44.8 | 1.9 | 0 | 18
Thu, 13.09. 10:00 | 27.1 | 0.5 | 26.6 | 50.9 | 5.1 | 5.1 | 0 | 0 | 2 | 40.4 | 2 | 0 | 19
Thu, 13.09. 11:00 | 26.7 | 0.4 | 26.3 | 50.9 | 3.5 | 3.5 | 0 | 0 | 1.8 | 40.2 | 1.7 | 0 | 18
Thu, 13.09. 12:00 | 27.9 | 0.3 | 27.6 | 52 | 7 | 7 | 0 | 0 | 1.7 | 46.5 | 1.9 | 0 | 20
Thu, 13.09. 13:00 | 24.7 | 0.3 | 24.4 | 48.8 | 8.1 | 8.1 | 0 | 0 | 1.4 | 51.9 | 1.9 | 0 | 21
Thu, 13.09. 14:00 | 23.7 | 0.3 | 23.4 | 47.8 | 8.9 | 8.9 | 0 | 0 | 1.5 | 65.7 | 1.9 | 0 | 21
Thu, 13.09. 15:00 | 21.9 | 0.3 | 21.6 | 46.1 | 8.5 | 8.5 | 0 | 0 | 1.3 | 79.3 | 1.8 | 0 | 21
Thu, 13.09. 16:00 | 20.6 | 0.3 | 20.3 | 44.7 | 8.4 | 8.4 | 0 | 0 | 1.1 | 107 | 1.9 | 0 | 21
Thu, 13.09. 17:00 | 22.7 | 0.3 | 22.4 | 46.5 | 7 | 7 | 0 | 0 | 0.7 | 134.1 | 2.2 | 0 | 20
Thu, 13.09. 18:00 | 21.5 | 0.3 | 21.2 | 45.3 | 3.3 | 3.3 | 0 | 0 | 0.4 | 136.4 | 2 | 0 | 17
Thu, 13.09. 19:00 | 22.7 | 0.3 | 22.4 | 46.1 | 2.8 | 2.8 | 0 | 0 | 0.3 | 129.6 | 2.5 | 0 | 16
Thu, 13.09. 20:00 | 22.1 | 0.3 | 21.8 | 45.4 | 2.2 | 2.2 | 0 | 0 | 0.3 | 103.2 | 2.5 | 0 | 16
Thu, 13.09. 21:00 | 20.7 | 0.3 | 20.4 | 44.1 | 1.5 | 1.5 | 0 | 0 | 0.2 | 90.5 | 2.4 | 0 | 15
Thu, 13.09. 22:00 | 14.7 | 3.7 | 11 | 39.2 | 1.3 | 1.3 | 0 | 0 | 0.2 | 78.1 | 1.4 | 0 | 14
Thu, 13.09. 23:00 | 9.8 | 3.5 | 6.3 | 34.8 | 0.9 | 0.9 | 0 | 0 | 0.2 | 63.7 | 0.8 | 0 | 14
Fri, 14.09. 00:00 | 17.8 | 13.3 | 4.5 | 43 | 1.2 | 1.2 | 0 | 0 | 0.2 | 36.8 | 0.6 | 0 | 12
Fri, 14.09. 01:00 | 16.1 | 13.7 | 2.4 | 41.6 | 1 | 1 | 0 | 0 | 0.2 | 19.4 | 0.4 | 0 | 12
Fri, 14.09. 02:00 | 14.1 | 13.4 | 0.7 | 39.8 | 0.7 | 0.7 | 0 | 0 | 0.2 | 10.5 | 0.2 | 0 | 12
Fri, 14.09. 03:00 | 26.7 | 25.9 | 0.8 | 52.5 | 0.7 | 0.7 | 0 | 0 | 0.2 | 9.8 | 0.1 | 0 | 10
Fri, 14.09. 04:00 | 41.2 | 38.7 | 2.5 | 65.3 | 0.6 | 0.6 | 0 | 0 | 0.2 | 12.2 | 0.6 | 0 | 9
Fri, 14.09. 05:00 | 60.4 | 53.3 | 7.1 | 82.8 | 0.6 | 0.6 | 0 | 0 | 0.2 | 22.2 | 1.4 | 0 | 8
Fri, 14.09. 06:00 | 55.6 | 34.8 | 20.8 | 78.6 | 0.6 | 0.6 | 0 | 0 | 0.3 | 43 | 2.5 | 0 | 11
Fri, 14.09. 07:00 | 47.4 | 23.7 | 23.7 | 70.2 | 0.8 | 0.8 | 0 | 0 | 0.9 | 54.3 | 2.6 | 0 | 14
Fri, 14.09. 08:00 | 40.1 | 17.3 | 22.8 | 63.3 | 1.5 | 1.5 | 0 | 0 | 1.7 | 51.2 | 2.2 | 0 | 16
Fri, 14.09. 09:00 | 40.1 | 16.2 | 23.9 | 63.5 | 4.4 | 4.4 | 0 | 0 | 2 | 45.7 | 2.1 | 0 | 19
Fri, 14.09. 10:00 | 38.5 | 14.3 | 24.2 | 62.1 | 6.2 | 6.2 | 0 | 0 | 1.9 | 36.7 | 2 | 0 | 20
Fri, 14.09. 11:00 | 38.3 | 13 | 25.3 | 62.1 | 7.8 | 7.8 | 0 | 0 | 1.7 | 38.6 | 2 | 0 | 21
Fri, 14.09. 12:00 | 38.4 | 12.3 | 26.1 | 62.2 | 9.7 | 9.7 | 0 | 0 | 1.6 | 43.7 | 2.1 | 0 | 22
Fri, 14.09. 13:00 | 39 | 12.8 | 26.2 | 62.8 | 10.6 | 10.6 | 0 | 0 | 1.5 | 55.8 | 2.2 | 0 | 22
Fri, 14.09. 14:00 | 33.8 | 11.8 | 22 | 57.7 | 10.1 | 10.1 | 0 | 0 | 1.4 | 61.8 | 2 | 0 | 22
Fri, 14.09. 15:00 | 35.3 | 12.6 | 22.7 | 59.2 | 10.8 | 10.8 | 0 | 0 | 1.4 | 83.3 | 2.1 | 0 | 22
Fri, 14.09. 16:00 | 31.2 | 11.1 | 20.1 | 55 | 10.1 | 10.1 | 0 | 0 | 1.1 | 105.9 | 2.1 | 0 | 22
Fri, 14.09. 17:00 | 33.7 | 11.3 | 22.4 | 57.2 | 7.4 | 7.4 | 0 | 0 | 0.7 | 134.1 | 2.3 | 0 | 20
Fri, 14.09. 18:00 | 33.9 | 11.9 | 22 | 57.4 | 3.4 | 3.4 | 0 | 0 | 0.4 | 141.9 | 2.2 | 0 | 15
Fri, 14.09. 19:00 | 38.9 | 16 | 22.9 | 61.9 | 3.1 | 3.1 | 0 | 0 | 0.3 | 132.2 | 2.7 | 0 | 14
Fri, 14.09. 20:00 | 52.4 | 29 | 23.4 | 75.3 | 2.6 | 2.6 | 0 | 0 | 0.3 | 110.7 | 2.8 | 0 | 11
Fri, 14.09. 21:00 | 52.2 | 31.8 | 20.4 | 75.4 | 1.9 | 1.9 | 0 | 0 | 0.2 | 90.5 | 2.5 | 0 | 10
Fri, 14.09. 22:00 | 47.6 | 36.4 | 11.2 | 70.8 | 1.6 | 1.6 | 0 | 0 | 0.2 | 78.8 | 1.7 | 0 | 9
Fri, 14.09. 23:00 | 40.7 | 34.2 | 6.5 | 64.6 | 1.2 | 1.2 | 0 | 0 | 0.2 | 65.7 | 1.1 | 0 | 9
Sat, 15.09. 00:00 | 39.3 | 34.3 | 5 | 63.3 | 2 | 2 | 0 | 0 | 0.2 | 55.2 | 1 | 0 | 9
Sat, 15.09. 01:00 | 49.7 | 46.8 | 2.9 | 72.7 | 1.6 | 1.6 | 0 | 0 | 0.2 | 32.5 | 1 | 0 | 8
Sat, 15.09. 02:00 | 35.6 | 33.9 | 1.7 | 60 | 1.2 | 1.2 | 0 | 0 | 0.2 | 20 | 0.5 | 0 | 9
Sat, 15.09. 03:00 | 42 | 41.4 | 0.6 | 65.6 | 1 | 1 | 0 | 0 | 0.2 | 10.9 | 0.6 | 0 | 8
Sat, 15.09. 04:00 | 16.8 | 15.3 | 1.5 | 42.4 | 1 | 1 | 0 | 0 | 0.2 | 11.5 | 0.3 | 0 | 12
Sat, 15.09. 05:00 | 32 | 30.4 | 1.6 | 57.5 | 1 | 1 | 0 | 0 | 0.2 | 12.7 | 0.3 | 0 | 10
Sat, 15.09. 06:00 | 26.6 | 24.3 | 2.3 | 51.6 | 1 | 1 | 0 | 0 | 0.2 | 12.3 | 0.4 | 0 | 12
Sat, 15.09. 07:00 | 23.3 | 17.9 | 5.4 | 48 | 1.2 | 1.2 | 0 | 0 | 0.3 | 14 | 0.7 | 0 | 14
Sat, 15.09. 08:00 | 25.3 | 12.5 | 12.8 | 49.1 | 2 | 2 | 0 | 0 | 0.5 | 19.2 | 1.6 | 0 | 17
Sat, 15.09. 09:00 | 35.5 | 11.3 | 24.2 | 58 | 4.8 | 4.8 | 0 | 0 | 0.5 | 25.8 | 3 | 0 | 19
Sat, 15.09. 10:00 | 36.5 | 10 | 26.5 | 58.9 | 9.6 | 9.6 | 0 | 0 | 0.5 | 45 | 3.5 | 0 | 22
Sat, 15.09. 11:00 | 40.7 | 9.9 | 30.8 | 62.7 | 12.2 | 12.2 | 0 | 0 | 0.5 | 57.5 | 4 | 0 | 23
Sat, 15.09. 12:00 | 38 | 9.2 | 28.8 | 60.5 | 12.6 | 12.6 | 0 | 0 | 0.5 | 76.1 | 3.6 | 0 | 23
Sat, 15.09. 13:00 | 35.7 | 9.1 | 26.6 | 58.7 | 14.6 | 14.6 | 0 | 0 | 0.5 | 88.6 | 3.5 | 0 | 24
Sat, 15.09. 14:00 | 31.5 | 8.2 | 23.3 | 54.7 | 15 | 15 | 0 | 0 | 0.4 | 81.2 | 3.3 | 0 | 25
Sat, 15.09. 15:00 | 32.1 | 9 | 23.1 | 55.4 | 16.3 | 16.3 | 0 | 0 | 0.4 | 83.5 | 3.4 | 0 | 25
Sat, 15.09. 16:00 | 30.4 | 8.6 | 21.8 | 53.7 | 14.3 | 14.3 | 0 | 0 | 0.4 | 81 | 2.9 | 0 | 24
Sat, 15.09. 17:00 | 30.9 | 8.9 | 22 | 54.1 | 12.8 | 12.8 | 0 | 0 | 0.3 | 84.1 | 2.9 | 0 | 23
Sat, 15.09. 18:00 | 30.5 | 9.7 | 20.8 | 53.6 | 10 | 10 | 0 | 0 | 0.3 | 90.3 | 2.8 | 0 | 21
Sat, 15.09. 19:00 | 28.2 | 9.5 | 18.7 | 51.3 | 7.7 | 7.7 | 0 | 0 | 0.2 | 80.2 | 2.6 | 0 | 20
Sat, 15.09. 20:00 | 28.1 | 10.1 | 18 | 51.1 | 4.6 | 4.6 | 0 | 0 | 0.2 | 74.7 | 2.4 | 0 | 18
Sat, 15.09. 21:00 | 20.9 | 8.3 | 12.6 | 44.6 | 3.2 | 3.2 | 0 | 0 | 0.2 | 62.4 | 1.8 | 0 | 17
Sat, 15.09. 22:00 | 13.5 | 2.9 | 10.6 | 37.8 | 2.8 | 2.8 | 0 | 0 | 0.2 | 64.2 | 1.5 | 0 | 16
Sat, 15.09. 23:00 | 9.1 | 2 | 7.1 | 33.9 | 2 | 2 | 0 | 0 | 0.2 | 61.9 | 1 | 0 | 15
Sun, 16.09. 00:00 | 8.6 | 3.9 | 4.7 | 33.7 | 0 | 0 | 0 | 0 | 0.2 | 62.4 | 0.6 | 0 | 14
Sun, 16.09. 01:00 | 7.5 | 4.4 | 3.1 | 32.8 | 0 | 0 | 0 | 0 | 0.2 | 59 | 0.4 | 0 | 14
Sun, 16.09. 02:00 | 9.6 | 7.9 | 1.7 | 35.2 | 0 | 0 | 0 | 0 | 0.2 | 39.3 | 0.2 | 0 | 13
Sun, 16.09. 03:00 | 8.6 | 7.9 | 0.7 | 34.3 | 0 | 0 | 0 | 0 | 0.2 | 19.2 | 0.1 | 0 | 13
Sun, 16.09. 04:00 | 6.3 | 4.6 | 1.7 | 31.8 | 0 | 0 | 0 | 0 | 0.2 | 11.9 | 0.2 | 0 | 14
Sun, 16.09. 05:00 | 4.2 | 2.4 | 1.8 | 29.7 | 0 | 0 | 0 | 0 | 0.2 | 10.1 | 0.2 | 0 | 15
Sun, 16.09. 06:00 | 5.5 | 3.3 | 2.2 | 31 | 0 | 0 | 0 | 0 | 0.2 | 9.4 | 0.2 | 0 | 15
Sun, 16.09. 07:00 | 8.6 | 3.5 | 5.1 | 33.7 | 0.3 | 0.3 | 0 | 0 | 0.2 | 11.3 | 0.6 | 0 | 16
Sun, 16.09. 08:00 | 14.6 | 2.9 | 11.7 | 38.8 | 0.4 | 0.4 | 0 | 0 | 0.3 | 10.8 | 1.4 | 0 | 17
Sun, 16.09. 09:00 | 26.9 | 2.9 | 24 | 49.8 | 0.5 | 0.5 | 0 | 0 | 0.3 | 13.8 | 2.8 | 0 | 17
Sun, 16.09. 10:00 | 27.7 | 2.6 | 25.1 | 50.4 | 0.7 | 0.7 | 0 | 0 | 0.3 | 15.8 | 2.9 | 0 | 18
Sun, 16.09. 11:00 | 24 | 2.1 | 21.9 | 47 | 0.6 | 0.6 | 0 | 0 | 0.2 | 19.2 | 2.5 | 0 | 18
Sun, 16.09. 12:00 | 26.8 | 2.4 | 24.4 | 49.7 | 0.7 | 0.7 | 0 | 0 | 0.3 | 33.9 | 2.8 | 0 | 18
Sun, 16.09. 13:00 | 20.6 | 2.2 | 18.4 | 44.2 | 0.5 | 0.5 | 0 | 0 | 0.3 | 42.3 | 2 | 0 | 17
Sun, 16.09. 14:00 | 18.4 | 2.1 | 16.3 | 42.3 | 0.2 | 0.2 | 0 | 0 | 0.2 | 58.7 | 1.8 | 0 | 16
Sun, 16.09. 15:00 | 16.1 | 2.1 | 14 | 40.3 | 0 | 0 | 0 | 0 | 0.2 | 54.4 | 1.5 | 0 | 15
Sun, 16.09. 16:00 | 16.8 | 2.2 | 14.6 | 40.9 | 0 | 0 | 0 | 0 | 0.3 | 66.7 | 1.6 | 0 | 15
Sun, 16.09. 17:00 | 17.1 | 2.1 | 15 | 41.1 | 0 | 0 | 0 | 0 | 0.2 | 67.8 | 1.6 | 0 | 15
Sun, 16.09. 18:00 | 22.4 | 5.9 | 16.5 | 46.3 | 0 | 0 | 0 | 0 | 0.2 | 86.6 | 1.9 | 0 | 14
Sun, 16.09. 19:00 | 22 | 5.7 | 16.3 | 45.8 | 0 | 0 | 0 | 0 | 0.2 | 86 | 1.9 | 0 | 14
Sun, 16.09. 20:00 | 22.6 | 6.1 | 16.5 | 46.5 | 0 | 0 | 0 | 0 | 0.2 | 85.2 | 1.9 | 0 | 14
Sun, 16.09. 21:00 | 19.8 | 6 | 13.8 | 43.9 | 0 | 0 | 0 | 0 | 0.2 | 71.2 | 1.6 | 0 | 14
Sun, 16.09. 22:00 | 15.3 | 4.6 | 10.7 | 39.8 | 0 | 0 | 0 | 0 | 0.2 | 60.2 | 1.3 | 0 | 14
Sun, 16.09. 23:00 | 11.2 | 4.3 | 6.9 | 36.1 | 0 | 0 | 0 | 0 | 0.2 | 48.2 | 0.8 | 0 | 14
Mon, 17.09. 00:00 | 9.5 | 5.2 | 4.3 | 34.6 | 0.1 | 0.1 | 0 | 0 | 0.2 | 35.3 | 0.5 | 0 | 14
Mon, 17.09. 01:00 | 7.8 | 5.5 | 2.3 | 33.3 | 0.1 | 0.1 | 0 | 0 | 0.2 | 19 | 0.3 | 0 | 14
Mon, 17.09. 02:00 | 10.7 | 9.9 | 0.8 | 36.3 | 0.1 | 0.1 | 0 | 0 | 0.2 | 11.4 | 0.1 | 0 | 13
Mon, 17.09. 03:00 | 12.8 | 12.2 | 0.6 | 38.5 | 0.1 | 0.1 | 0 | 0 | 0.2 | 8.6 | 0.1 | 0 | 12
Mon, 17.09. 04:00 | 13.2 | 10.8 | 2.4 | 38.6 | 0 | 0 | 0 | 0 | 0.2 | 11.4 | 0.3 | 0 | 13
Mon, 17.09. 05:00 | 22.7 | 15.6 | 7.1 | 47.5 | 0.1 | 0.1 | 0 | 0 | 0.2 | 22.2 | 0.9 | 0 | 13
Mon, 17.09. 06:00 | 43.3 | 21.7 | 21.6 | 66.2 | 0.1 | 0.1 | 0 | 0 | 0.3 | 44.3 | 2.5 | 0 | 13
Mon, 17.09. 07:00 | 41.3 | 17.9 | 23.4 | 64.3 | 0.1 | 0.1 | 0 | 0 | 0.9 | 53.2 | 2.5 | 0 | 14
Mon, 17.09. 08:00 | 34.9 | 12.3 | 22.6 | 58.4 | 0.2 | 0.2 | 0 | 0 | 1.7 | 50.7 | 2.1 | 0 | 15
Mon, 17.09. 09:00 | 33.7 | 11 | 22.7 | 57.5 | 0.6 | 0.6 | 0 | 0 | 1.9 | 43.1 | 1.7 | 0 | 16
Mon, 17.09. 10:00 | 35.3 | 10.5 | 24.8 | 59.2 | 0.8 | 0.8 | 0 | 0 | 1.9 | 37.4 | 1.6 | 0 | 17
Mon, 17.09. 11:00 | 38.8 | 10.5 | 28.3 | 62.7 | 0.9 | 0.9 | 0 | 0 | 2 | 43.1 | 1.6 | 0 | 17
Mon, 17.09. 12:00 | 37 | 9.4 | 27.6 | 61 | 0.9 | 0.9 | 0 | 0 | 1.7 | 46 | 1.4 | 0 | 17
Mon, 17.09. 13:00 | 36.5 | 9.5 | 27 | 60.6 | 1.2 | 1.2 | 0 | 0 | 1.6 | 56.8 | 1.4 | 0 | 18
Mon, 17.09. 14:00 | 32.8 | 9.1 | 23.7 | 56.9 | 2.8 | 2.8 | 0 | 0 | 1.5 | 66.3 | 1.5 | 0 | 19
Mon, 17.09. 15:00 | 29.7 | 8.4 | 21.3 | 54.1 | 1.1 | 1.1 | 0 | 0 | 1.3 | 77.7 | 1.2 | 0 | 18
Mon, 17.09. 16:00 | 29.9 | 8.5 | 21.4 | 54.1 | 1 | 1 | 0 | 0 | 1.2 | 112.4 | 1.4 | 0 | 17
Mon, 17.09. 17:00 | 31.7 | 8.5 | 23.2 | 55.5 | 0.5 | 0.5 | 0 | 0 | 0.7 | 138.1 | 1.8 | 0 | 15
Mon, 17.09. 18:00 | 33.9 | 12.2 | 21.7 | 57.5 | 0.4 | 0.4 | 0 | 0 | 0.4 | 139.1 | 1.9 | 0 | 14
Mon, 17.09. 19:00 | 38.9 | 16.1 | 22.8 | 62.1 | 0.3 | 0.3 | 0 | 0 | 0.3 | 130.9 | 2.4 | 0 | 13
Mon, 17.09. 20:00 | 39.8 | 18.5 | 21.3 | 63 | 0.2 | 0.2 | 0 | 0 | 0.3 | 100 | 2.4 | 0 | 12
Mon, 17.09. 21:00 | 46.3 | 24.9 | 21.4 | 69.4 | 0.2 | 0.2 | 0 | 0 | 0.3 | 94.1 | 2.5 | 0 | 11
Mon, 17.09. 22:00 | 56.1 | 45.2 | 10.9 | 78.2 | 0.1 | 0.1 | 0 | 0 | 0.2 | 76.5 | 1.8 | 0 | 8
Mon, 17.09. 23:00 | 64.1 | 57.3 | 6.8 | 85.3 | 0.1 | 0.1 | 0 | 0 | 0.2 | 68.4 | 1.6 | 0 | 7
Tue, 18.09. 00:00 | 72.6 | 68.3 | 4.3 | 93 | 0.1 | 0.1 | 0 | 0 | 0.2 | 35.3 | 1.6 | 0 | 6
Tue, 18.09. 01:00 | 71.5 | 69.2 | 2.3 | 92.1 | 0 | 0 | 0 | 0 | 0.2 | 18.3 | 1.4 | 0 | 6
Tue, 18.09. 02:00 | 81 | 80.3 | 0.7 | 100.6 | 0 | 0 | 0 | 0 | 0.2 | 10.3 | 1.5 | 0 | 5
Tue, 18.09. 03:00 | 82.6 | 81.9 | 0.7 | 102.1 | 0 | 0 | 0 | 0 | 0.2 | 9 | 1.5 | 0 | 5
Tue, 18.09. 04:00 | 94.4 | 91.9 | 2.5 | 113 | 0 | 0 | 0 | 0 | 0.2 | 12.3 | 1.9 | 0 | 5
Tue, 18.09. 05:00 | 99.9 | 93.3 | 6.6 | 118.1 | 0 | 0 | 0 | 0 | 0.2 | 20.6 | 2.3 | 0 | 5
Tue, 18.09. 06:00 | 110.7 | 90.4 | 20.3 | 128.6 | 0 | 0 | 0 | 0 | 0.3 | 41.8 | 3.5 | 0 | 7.5
Tue, 18.09. 07:00 | 89.1 | 66.1 | 23 | 110.1 | 0.1 | 0.1 | 0 | 0 | 0.9 | 52.2 | 2.9 | 0 | 10
Tue, 18.09. 08:00 | 73.5 | 50.1 | 23.4 | 95.2 | 0.1 | 0.1 | 0 | 0 | 1.7 | 52.2 | 2.4 | 0 | 12.5
Tue, 18.09. 09:00 | 55.3 | 33.8 | 21.5 | 77.8 | 0.2 | 0.2 | 0 | 0 | 1.8 | 40.8 | 1.8 | 0 | 15
Tue, 18.09. 10:00 | 57 | 33 | 24 | 79.7 | 0.5 | 0.5 | 0 | 0 | 1.9 | 36.3 | 1.8 | 0 | 16
Tue, 18.09. 11:00 | 57.7 | 31.5 | 26.2 | 80.3 | 0.7 | 0.7 | 0 | 0 | 1.8 | 39.8 | 1.7 | 0 | 17
Tue, 18.09. 12:00 | 61.2 | 32.2 | 29 | 83.8 | 0.8 | 0.8 | 0 | 0 | 1.8 | 48.3 | 1.7 | 0 | 17
Tue, 18.09. 13:00 | 51.7 | 27.6 | 24.1 | 74.7 | 0.9 | 0.9 | 0 | 0 | 1.4 | 50.8 | 1.5 | 0 | 18
Tue, 18.09. 14:00 | 50 | 27.9 | 22.1 | 73.1 | 0.7 | 0.7 | 0 | 0 | 1.4 | 61.8 | 1.4 | 0 | 17
Tue, 18.09. 15:00 | 52.1 | 29.6 | 22.5 | 74.9 | 0.7 | 0.7 | 0 | 0 | 1.4 | 81.7 | 1.5 | 0 | 17
Tue, 18.09. 16:00 | 49.8 | 28.5 | 21.3 | 72.7 | 0.5 | 0.5 | 0 | 0 | 1.1 | 111.3 | 1.6 | 0 | 16
Tue, 18.09. 17:00 | 48 | 26.8 | 21.2 | 70.5 | 0.5 | 0.5 | 0 | 0 | 0.7 | 126.1 | 1.8 | 0 | 16
Tue, 18.09. 18:00 | 51.6 | 31.1 | 20.5 | 73.8 | 0.2 | 0.2 | 0 | 0 | 0.4 | 130.8 | 2 | 0 | 14
Tue, 18.09. 19:00 | 60.7 | 39.2 | 21.5 | 82.3 | 0.2 | 0.2 | 0 | 0 | 0.3 | 123.1 | 2.6 | 0 | 12
Tue, 18.09. 20:00 | 70.4 | 47.4 | 23 | 91.6 | 0.1 | 0.1 | 0 | 0 | 0.3 | 108.5 | 2.9 | 0 | 11
Tue, 18.09. 21:00 | 64.9 | 44.1 | 20.8 | 86.3 | 0.1 | 0.1 | 0 | 0 | 0.2 | 91.4 | 2.8 | 0 | 11
Tue, 18.09. 22:00 | 43.1 | 31.5 | 11.6 | 67.2 | 0.1 | 0.1 | 0 | 0 | 0.2 | 81.2 | 1.5 | 0 | 10
Tue, 18.09. 23:00 | 43.7 | 37.3 | 6.4 | 67.6 | 0.1 | 0.1 | 0 | 0 | 0.2 | 65.1 | 1.1 | 0 | 9
Wed, 19.09. 00:00 | 65.3 | 60.8 | 4.5 | 86.7 | 0 | 0 | 0 | 0 | 0.2 | 36.4 | 1.4 | 0 | 7
Wed, 19.09. 01:00 | 78.7 | 76.2 | 2.5 | 98.8 | 0 | 0 | 0 | 0 | 0.2 | 19.8 | 1.5 | 0 | 6
Wed, 19.09. 02:00 | 87.5 | 86.8 | 0.7 | 106.6 | 0 | 0 | 0 | 0 | 0.2 | 10.9 | 1.6 | 0 | 5
Wed, 19.09. 03:00 | 92.2 | 91.6 | 0.6 | 110.7 | 0 | 0 | 0 | 0 | 0.2 | 8.7 | 1.8 | 0 | 4
Wed, 19.09. 04:00 | 106.7 | 104.2 | 2.5 | 124.1 | 0 | 0 | 0 | 0 | 0.2 | 12.1 | 2.2 | 0 | 4
Wed, 19.09. 05:00 | 125 | 117.8 | 7.2 | 140.9 | 0 | 0 | 0 | 0 | 0.2 | 22.2 | 2.9 | 0 | 4
Wed, 19.09. 06:00 | 147.4 | 125.6 | 21.8 | 161.6 | 0 | 0 | 0 | 0 | 0.3 | 44.7 | 4.5 | 0 | 6
Wed, 19.09. 07:00 | 99.4 | 76.6 | 22.8 | 119.4 | 0.1 | 0.1 | 0 | 0 | 0.9 | 51.6 | 3 | 0 | 10
Wed, 19.09. 08:00 | 77.7 | 55.4 | 22.3 | 98.8 | 0.1 | 0.1 | 0 | 0 | 1.6 | 49.6 | 2.5 | 0 | 13
Wed, 19.09. 09:00 | 70.4 | 46.5 | 23.9 | 91.9 | 0.2 | 0.2 | 0 | 0 | 2 | 45.3 | 2.2 | 0 | 15
Wed, 19.09. 10:00 | 68.4 | 43.1 | 25.3 | 90.2 | 0.5 | 0.5 | 0 | 0 | 2 | 38.2 | 2 | 0 | 16
Wed, 19.09. 11:00 | 63.4 | 37.9 | 25.5 | 85.7 | 0.4 | 0.4 | 0 | 0 | 1.8 | 38.6 | 1.7 | 0 | 16
Wed, 19.09. 12:00 | 61.9 | 35.9 | 26 | 84.3 | 0.7 | 0.7 | 0 | 0 | 1.6 | 43.2 | 1.6 | 0 | 17
Wed, 19.09. 13:00 | 62.3 | 36.6 | 25.7 | 84.6 | 0.7 | 0.7 | 0 | 0 | 1.5 | 54.1 | 1.6 | 0 | 17
Wed, 19.09. 14:00 | 55.9 | 34.2 | 21.7 | 78.5 | 0.7 | 0.7 | 0 | 0 | 1.4 | 60.5 | 1.5 | 0 | 17
Wed, 19.09. 15:00 | 57.6 | 35.8 | 21.8 | 80 | 0.7 | 0.7 | 0 | 0 | 1.3 | 79.3 | 1.5 | 0 | 17
Wed, 19.09. 16:00 | 57.7 | 36.2 | 21.5 | 79.7 | 0.7 | 0.7 | 0 | 0 | 1.2 | 112.4 | 1.7 | 0 | 17
Wed, 19.09. 17:00 | 56.2 | 34.5 | 21.7 | 77.8 | 0.5 | 0.5 | 0 | 0 | 0.7 | 128.8 | 2 | 0 | 16
Wed, 19.09. 18:00 | 61.6 | 41.3 | 20.3 | 83.2 | 0.2 | 0.2 | 0 | 0 | 0.4 | 129.4 | 2.2 | 0 | 13
Wed, 19.09. 19:00 | 81.1 | 57.3 | 23.8 | 101.4 | 0.2 | 0.2 | 0 | 0 | 0.3 | 136.2 | 3.1 | 0 | 11
Wed, 19.09. 20:00 | 92.3 | 69.9 | 22.4 | 111.5 | 0.1 | 0.1 | 0 | 0 | 0.3 | 105.3 | 3.3 | 0 | 9
Wed, 19.09. 21:00 | 97.2 | 76.8 | 20.4 | 115.6 | 0.1 | 0.1 | 0 | 0 | 0.2 | 89.6 | 3.4 | 0 | 8
Wed, 19.09. 22:00 | 74.3 | 63.6 | 10.7 | 94.8 | 0.1 | 0.1 | 0 | 0 | 0.2 | 75.8 | 2.2 | 0 | 7
Wed, 19.09. 23:00 | 71.9 | 65.9 | 6 | 92.5 | 0 | 0 | 0 | 0 | 0.2 | 60.4 | 1.8 | 0 | 6
Thu, 20.09. 00:00 | 75.9 | 71.4 | 4.5 | 96.3 | 0.6 | 0.6 | 0 | 0 | 0.2 | 36.8 | 1.7 | 0 | 6
Thu, 20.09. 01:00 | 84.1 | 81.8 | 2.3 | 103.5 | 0.4 | 0.4 | 0 | 0 | 0.2 | 18.6 | 1.7 | 0 | 5
Thu, 20.09. 02:00 | 89.2 | 88.6 | 0.6 | 107.9 | 0.3 | 0.3 | 0 | 0 | 0.2 | 9.9 | 1.8 | 0 | 4
Thu, 20.09. 03:00 | 96.9 | 96.2 | 0.7 | 115 | 0.3 | 0.3 | 0 | 0 | 0.2 | 9.3 | 1.9 | 0 | 4
Thu, 20.09. 04:00 | 106.5 | 104 | 2.5 | 124 | 0.3 | 0.3 | 0 | 0 | 0.2 | 12.3 | 2.2 | 0 | 4
Thu, 20.09. 05:00 | 119.1 | 112 | 7.1 | 135.5 | 0.3 | 0.3 | 0 | 0 | 0.2 | 22 | 2.9 | 0 | 4
Thu, 20.09. 06:00 | 137 | 115.5 | 21.5 | 152.1 | 0.3 | 0.3 | 0 | 0 | 0.3 | 43.9 | 4.3 | 0 | 6
Thu, 20.09. 07:00 | 90.1 | 66.4 | 23.7 | 110.6 | 0.4 | 0.4 | 0 | 0 | 0.9 | 53.8 | 3.1 | 0 | 11
Thu, 20.09. 08:00 | 71.7 | 48.1 | 23.6 | 93 | 0.7 | 0.7 | 0 | 0 | 1.7 | 52.7 | 2.6 | 0 | 14
Thu, 20.09. 09:00 | 62.2 | 38.9 | 23.3 | 84.1 | 1.4 | 1.4 | 0 | 0 | 1.9 | 44 | 2.1 | 0 | 16
Thu, 20.09. 10:00 | 63.1 | 37.5 | 25.6 | 85.2 | 1.9 | 1.9 | 0 | 0 | 2 | 38.6 | 2 | 0 | 17
Thu, 20.09. 11:00 | 59.3 | 33.3 | 26 | 81.8 | 3.6 | 3.6 | 0 | 0 | 1.8 | 39.4 | 1.9 | 0 | 19
Thu, 20.09. 12:00 | 63 | 34.2 | 28.8 | 85.3 | 4.1 | 4.1 | 0 | 0 | 1.8 | 47.9 | 2 | 0 | 19
Thu, 20.09. 13:00 | 56.7 | 31.2 | 25.5 | 79.3 | 5.4 | 5.4 | 0 | 0 | 1.5 | 53.5 | 2 | 0 | 20
Thu, 20.09. 14:00 | 54.9 | 31.5 | 23.4 | 77.5 | 7.2 | 7.2 | 0 | 0 | 1.5 | 65 | 2.1 | 0 | 21
Thu, 20.09. 15:00 | 55.4 | 32.3 | 23.1 | 77.8 | 7.3 | 7.3 | 0 | 0 | 1.4 | 83.3 | 2.1 | 0 | 21
Thu, 20.09. 16:00 | 52.2 | 30.8 | 21.4 | 74.6 | 5.7 | 5.7 | 0 | 0 | 1.2 | 111.3 | 2 | 0 | 20
Thu, 20.09. 17:00 | 50.8 | 29.3 | 21.5 | 73 | 2.4 | 2.4 | 0 | 0 | 0.7 | 127.4 | 2 | 0 | 18
Thu, 20.09. 18:00 | 57.3 | 34.1 | 23.2 | 78.7 | 2 | 2 | 0 | 0 | 0.5 | 147.5 | 2.5 | 0 | 16
Thu, 20.09. 19:00 | 61.9 | 39.7 | 22.2 | 83.1 | 1.4 | 1.4 | 0 | 0 | 0.3 | 127 | 2.8 | 0 | 13
Thu, 20.09. 20:00 | 71.8 | 49.2 | 22.6 | 92.8 | 1.2 | 1.2 | 0 | 0 | 0.3 | 106.4 | 3.1 | 0 | 11
Thu, 20.09. 21:00 | 64.7 | 44.7 | 20 | 86.1 | 0.9 | 0.9 | 0 | 0 | 0.2 | 87.7 | 2.8 | 0 | 11
Thu, 20.09. 22:00 | 54.1 | 42.8 | 11.3 | 77 | 0.8 | 0.8 | 0 | 0 | 0.2 | 79.6 | 1.8 | 0 | 9
Thu, 20.09. 23:00 | 29.1 | 22.5 | 6.6 | 54.1 | 0.6 | 0.6 | 0 | 0 | 0.2 | 66.4 | 0.9 | 0 | 11
Fri, 21.09. 00:00 | 20.2 | 16 | 4.2 | 46 | 2.1 | 2.1 | 0 | 0 | 0.2 | 34.6 | 0.7 | 0 | 11
Fri, 21.09. 01:00 | 19 | 16.7 | 2.3 | 45 | 1.8 | 1.8 | 0 | 0 | 0.2 | 18.5 | 0.4 | 0 | 11
Fri, 21.09. 02:00 | 12.4 | 11.7 | 0.7 | 38.7 | 1.4 | 1.4 | 0 | 0 | 0.2 | 10.4 | 0.2 | 0 | 12
Fri, 21.09. 03:00 | 19.1 | 18.3 | 0.8 | 45.3 | 1.3 | 1.3 | 0 | 0 | 0.2 | 9.7 | 0.2 | 0 | 11
Fri, 21.09. 04:00 | 20.6 | 18.2 | 2.4 | 46.7 | 1.1 | 1.1 | 0 | 0 | 0.2 | 11.9 | 0.4 | 0 | 11
Fri, 21.09. 05:00 | 33.5 | 26.1 | 7.4 | 59.1 | 1.1 | 1.1 | 0 | 0 | 0.2 | 23.1 | 0.9 | 0 | 10
Fri, 21.09. 06:00 | 33.5 | 11.5 | 22 | 57.2 | 1.2 | 1.2 | 0 | 0 | 0.3 | 44.7 | 2.6 | 0 | 14
Fri, 21.09. 07:00 | 32 | 8 | 24 | 55.6 | 1.8 | 1.8 | 0 | 0 | 0.9 | 54.3 | 2.6 | 0 | 16
Fri, 21.09. 08:00 | 30.8 | 7.1 | 23.7 | 54.8 | 3.1 | 3.1 | 0 | 0 | 1.8 | 52.7 | 2.4 | 0 | 18
Fri, 21.09. 09:00 | 29.6 | 6.3 | 23.3 | 53.7 | 7.6 | 7.6 | 0 | 0 | 1.9 | 44 | 2.3 | 0 | 20
Fri, 21.09. 10:00 | 31.7 | 6 | 25.7 | 55.9 | 12 | 12 | 0 | 0 | 2 | 38.6 | 2.6 | 0 | 22
Fri, 21.09. 11:00 | 31.7 | 5.3 | 26.4 | 56.1 | 15 | 15 | 0 | 0 | 1.8 | 39.8 | 2.8 | 0 | 24
Fri, 21.09. 12:00 | 32.7 | 5.2 | 27.5 | 56.9 | 17.7 | 17.7 | 0 | 0 | 1.7 | 45.6 | 3.2 | 0 | 25
Fri, 21.09. 13:00 | 30.9 | 5 | 25.9 | 55.2 | 18 | 18 | 0 | 0 | 1.5 | 54.1 | 3.2 | 0 | 25
Fri, 21.09. 14:00 | 27.1 | 4.7 | 22.4 | 51.5 | 17.7 | 17.7 | 0 | 0 | 1.4 | 61.8 | 3 | 0 | 25
Fri, 21.09. 15:00 | 27 | 4.8 | 22.2 | 51.3 | 19.7 | 19.7 | 0 | 0 | 1.4 | 80.1 | 3.4 | 0 | 26
Fri, 21.09. 16:00 | 26.9 | 4.7 | 22.2 | 51.2 | 19.2 | 19.2 | 0 | 0 | 1.2 | 115.7 | 3.4 | 0 | 25
Fri, 21.09. 17:00 | 26.7 | 4.3 | 22.4 | 50.8 | 14.9 | 14.9 | 0 | 0 | 0.7 | 132.8 | 2.9 | 0 | 23
Fri, 21.09. 18:00 | 26 | 4.4 | 21.6 | 50.2 | 6.9 | 6.9 | 0 | 0 | 0.4 | 137.7 | 2.4 | 0 | 18
Fri, 21.09. 19:00 | 27.3 | 4.6 | 22.7 | 50.9 | 6.1 | 6.1 | 0 | 0 | 0.3 | 129.6 | 2.8 | 0 | 17
Fri, 21.09. 20:00 | 27.4 | 4.6 | 22.8 | 50.8 | 6.9 | 6.9 | 0 | 0 | 0.3 | 106.4 | 3 | 0 | 19
Fri, 21.09. 21:00 | 25.4 | 4.3 | 21.1 | 49 | 4.3 | 4.3 | 0 | 0 | 0.3 | 92.3 | 2.8 | 0 | 18
Fri, 21.09. 22:00 | 12.3 | 1.5 | 10.8 | 37 | 3.3 | 3.3 | 0 | 0 | 0.2 | 75.8 | 1.6 | 0 | 17
Fri, 21.09. 23:00 | 8 | 1.1 | 6.9 | 33.2 | 2.4 | 2.4 | 0 | 0 | 0.2 | 69 | 1 | 0 | 15
Sat, 22.09. 00:00 | 12.1 | 7.2 | 4.9 | 37.8 | 3.2 | 3.2 | 0 | 0 | 0.2 | 52.5 | 0.8 | 0 | 13
Sat, 22.09. 01:00 | 19.5 | 16.7 | 2.8 | 45.5 | 2.7 | 2.7 | 0 | 0 | 0.2 | 31.9 | 0.6 | 0 | 11
Sat, 22.09. 02:00 | 2.1 | 0.4 | 1.7 | 27.9 | 1.9 | 1.9 | 0 | 0 | 0.2 | 19.4 | 0.4 | 0 | 15
Sat, 22.09. 03:00 | 16.1 | 15.5 | 0.6 | 42.3 | 1.7 | 1.7 | 0 | 0 | 0.2 | 11.2 | 0.2 | 0 | 11
Sat, 22.09. 04:00 | 2.2 | 0.8 | 1.4 | 28.1 | 1.8 | 1.8 | 0 | 0 | 0.2 | 10.5 | 0.3 | 0 | 16
Sat, 22.09. 05:00 | 3.4 | 1.8 | 1.6 | 29.3 | 1.8 | 1.8 | 0 | 0 | 0.2 | 12.5 | 0.3 | 0 | 16
Sat, 22.09. 06:00 | 5.2 | 2.8 | 2.4 | 31 | 2.2 | 2.2 | 0 | 0 | 0.2 | 13 | 0.4 | 0 | 17
Sat, 22.09. 07:00 | 7.9 | 2.7 | 5.2 | 33.3 | 3.9 | 3.9 | 0 | 0 | 0.3 | 13.3 | 0.8 | 0 | 19
Sat, 22.09. 08:00 | 15.2 | 2.4 | 12.8 | 39.8 | 6.2 | 6.2 | 0 | 0 | 0.5 | 19 | 1.8 | 0 | 20
Sat, 22.09. 09:00 | 27.2 | 2.3 | 24.9 | 50.4 | 11.3 | 11.3 | 0 | 0 | 0.6 | 26.3 | 3.6 | 0 | 22
Sat, 22.09. 10:00 | 28.8 | 2 | 26.8 | 51.8 | 14.5 | 14.5 | 0 | 0 | 0.5 | 45 | 4.1 | 0 | 24
Sat, 22.09. 11:00 | 31.8 | 1.9 | 29.9 | 54.5 | 18.8 | 18.8 | 0 | 0 | 0.5 | 55.3 | 5 | 0 | 26
Sat, 22.09. 12:00 | 31.6 | 1.9 | 29.7 | 54.5 | 22.1 | 22.1 | 0 | 0 | 0.5 | 77.6 | 5.3 | 0 | 27
Sat, 22.09. 13:00 | 28.5 | 1.8 | 26.7 | 51.9 | 22.2 | 22.2 | 0 | 0 | 0.5 | 87.8 | 4.8 | 0 | 27
Sat, 22.09. 14:00 | 25.4 | 1.6 | 23.8 | 49.1 | 22.6 | 22.6 | 0 | 0 | 0.4 | 82.1 | 4.7 | 0 | 28
Sat, 22.09. 15:00 | 25.4 | 1.8 | 23.6 | 49.3 | 21.4 | 21.4 | 0 | 0 | 0.4 | 84.3 | 4.1 | 0 | 26
Sat, 22.09. 16:00 | 24.6 | 1.7 | 22.9 | 48.6 | 21.3 | 21.3 | 0 | 0 | 0.4 | 84.3 | 4 | 0 | 26
Sat, 22.09. 17:00 | 25 | 1.7 | 23.3 | 48.7 | 20 | 20 | 0 | 0 | 0.3 | 88.3 | 3.9 | 0 | 25
Sat, 22.09. 18:00 | 22 | 1.8 | 20.2 | 45.8 | 17.2 | 17.2 | 0 | 0 | 0.3 | 86.8 | 3.5 | 0 | 24
Sat, 22.09. 19:00 | 19.7 | 1.7 | 18 | 43.5 | 12.7 | 12.7 | 0 | 0 | 0.2 | 76.1 | 2.9 | 0 | 22
Sat, 22.09. 20:00 | 19.7 | 1.8 | 17.9 | 43.5 | 13.3 | 13.3 | 0 | 0 | 0.2 | 73.3 | 3.1 | 0 | 22
Sat, 22.09. 21:00 | 15.2 | 1.7 | 13.5 | 39.5 | 7.2 | 7.2 | 0 | 0 | 0.2 | 66.4 | 2.2 | 0 | 19
Sat, 22.09. 22:00 | 10.2 | 0.5 | 9.7 | 35 | 4.5 | 4.5 | 0 | 0 | 0.2 | 57.9 | 1.5 | 0 | 18
Sat, 22.09. 23:00 | 7 | 0.4 | 6.6 | 32.2 | 3.2 | 3.2 | 0 | 0 | 0.2 | 56.6 | 1.1 | 0 | 16
Sun, 23.09. 00:00 | 4.3 | 0 | 4.3 | 29.8 | 0.6 | 0.6 | 0 | 0 | 0.2 | 56.6 | 0.6 | 0 | 16
Sun, 23.09. 01:00 | 2.9 | 0 | 2.9 | 28.4 | 0.6 | 0.6 | 0 | 0 | 0.2 | 56.3 | 0.4 | 0 | 16
Sun, 23.09. 02:00 | 1.7 | 0 | 1.7 | 27.5 | 0.5 | 0.5 | 0 | 0 | 0.2 | 37 | 0.2 | 0 | 16
Sun, 23.09. 03:00 | 0.7 | 0 | 0.7 | 26.6 | 0.5 | 0.5 | 0 | 0 | 0.2 | 18.1 | 0.1 | 0 | 16
Sun, 23.09. 04:00 | 1.7 | 0 | 1.7 | 27.5 | 0.3 | 0.3 | 0 | 0 | 0.2 | 11.9 | 0.2 | 0 | 15
Sun, 23.09. 05:00 | 1.5 | 0 | 1.5 | 27.4 | 0.3 | 0.3 | 0 | 0 | 0.2 | 9 | 0.2 | 0 | 15
Sun, 23.09. 06:00 | 2.5 | 0 | 2.5 | 28.2 | 0.3 | 0.3 | 0 | 0 | 0.2 | 9.9 | 0.3 | 0 | 15
Sun, 23.09. 07:00 | 5.4 | 0 | 5.4 | 30.8 | 0.3 | 0.3 | 0 | 0 | 0.2 | 11.6 | 0.6 | 0 | 15
Sun, 23.09. 08:00 | 12.5 | 0 | 12.5 | 37.1 | 0.6 | 0.6 | 0 | 0 | 0.3 | 11.4 | 1.5 | 0 | 16
Sun, 23.09. 09:00 | 22.9 | 0 | 22.9 | 46.3 | 0.8 | 0.8 | 0 | 0 | 0.3 | 13 | 2.7 | 0 | 16
Sun, 23.09. 10:00 | 26.1 | 0 | 26.1 | 49 | 1.2 | 1.2 | 0 | 0 | 0.3 | 16.2 | 3.1 | 0 | 17
Sun, 23.09. 11:00 | 25.7 | 0 | 25.7 | 48.6 | 1.5 | 1.5 | 0 | 0 | 0.3 | 22.3 | 3 | 0 | 18
Sun, 23.09. 12:00 | 23.7 | 0 | 23.7 | 46.8 | 3.3 | 3.3 | 0 | 0 | 0.3 | 32.7 | 2.9 | 0 | 19
Sun, 23.09. 13:00 | 19.2 | 0 | 19.2 | 42.8 | 6.4 | 6.4 | 0 | 0 | 0.3 | 43.6 | 2.6 | 0 | 21
Sun, 23.09. 14:00 | 15.7 | 0 | 15.7 | 39.7 | 6 | 6 | 0 | 0 | 0.2 | 56.3 | 2.2 | 0 | 21
Sun, 23.09. 15:00 | 13.1 | 0 | 13.1 | 37.5 | 4.3 | 4.3 | 0 | 0 | 0.2 | 50.5 | 1.8 | 0 | 20
Sun, 23.09. 16:00 | 13.2 | 0 | 13.2 | 37.6 | 3.1 | 3.1 | 0 | 0 | 0.2 | 59.2 | 1.7 | 0 | 19
Sun, 23.09. 17:00 | 15.7 | 0 | 15.7 | 39.8 | 1.8 | 1.8 | 0 | 0 | 0.2 | 70.5 | 1.9 | 0 | 18
Sun, 23.09. 18:00 | 16.7 | 0 | 16.7 | 40.7 | 1.5 | 1.5 | 0 | 0 | 0.2 | 86.6 | 2 | 0 | 17
Sun, 23.09. 19:00 | 17.2 | 0 | 17.2 | 41.1 | 1.4 | 1.4 | 0 | 0 | 0.2 | 89.6 | 2.1 | 0 | 17
Sun, 23.09. 20:00 | 16.2 | 0 | 16.2 | 40.3 | 1.1 | 1.1 | 0 | 0 | 0.2 | 82.8 | 2 | 0 | 16
Sun, 23.09. 21:00 | 13.1 | 0 | 13.1 | 37.6 | 0.9 | 0.9 | 0 | 0 | 0.2 | 67 | 1.6 | 0 | 16
Sun, 23.09. 22:00 | 11.1 | 0 | 11.1 | 35.8 | 0.9 | 0.9 | 0 | 0 | 0.2 | 62 | 1.4 | 0 | 16
Sun, 23.09. 23:00 | 6.4 | 0 | 6.4 | 31.6 | 0.5 | 0.5 | 0 | 0 | 0.2 | 44.1 | 0.8 | 0 | 15
Mon, 24.09. 00:00 | 8.5 | 4 | 4.5 | 34 | 0.4 | 0.4 | 0 | 0 | 0.2 | 35.7 | 0.6 | 0 | 14
Mon, 24.09. 01:00 | 6.5 | 4.1 | 2.4 | 32.3 | 0.3 | 0.3 | 0 | 0 | 0.2 | 19.2 | 0.3 | 0 | 14
Mon, 24.09. 02:00 | 4.3 | 3.7 | 0.6 | 30.3 | 0.3 | 0.3 | 0 | 0 | 0.2 | 9.6 | 0.1 | 0 | 14
Mon, 24.09. 03:00 | 5 | 4.3 | 0.7 | 31 | 0.2 | 0.2 | 0 | 0 | 0.2 | 9.4 | 0.1 | 0 | 14
Mon, 24.09. 04:00 | 7 | 4.6 | 2.4 | 32.8 | 0.2 | 0.2 | 0 | 0 | 0.2 | 11.8 | 0.3 | 0 | 14
Mon, 24.09. 05:00 | 16.3 | 9.1 | 7.2 | 41.7 | 0.2 | 0.2 | 0 | 0 | 0.2 | 22.2 | 0.8 | 0 | 13
Mon, 24.09. 06:00 | 27 | 6.7 | 20.3 | 50.8 | 0.2 | 0.2 | 0 | 0 | 0.3 | 41.3 | 2.3 | 0 | 14
Mon, 24.09. 07:00 | 28.7 | 3.6 | 25.1 | 52.2 | 0.4 | 0.4 | 0 | 0 | 1 | 56.4 | 2.6 | 0 | 15
Mon, 24.09. 08:00 | 26.3 | 2.9 | 23.4 | 50.3 | 1 | 1 | 0 | 0 | 1.7 | 51.7 | 2.2 | 0 | 17
Mon, 24.09. 09:00 | 28 | 2.9 | 25.1 | 52 | 1.7 | 1.7 | 0 | 0 | 2.1 | 47.1 | 2 | 0 | 18
Mon, 24.09. 10:00 | 27.3 | 2.5 | 24.8 | 51.7 | 3.3 | 3.3 | 0 | 0 | 2 | 37.1 | 1.8 | 0 | 19
Mon, 24.09. 11:00 | 27.3 | 2.2 | 25.1 | 51.8 | 4.6 | 4.6 | 0 | 0 | 1.8 | 37.7 | 1.7 | 0 | 20
Mon, 24.09. 12:00 | 29.3 | 2.2 | 27.1 | 53.7 | 5 | 5 | 0 | 0 | 1.7 | 44.6 | 1.7 | 0 | 20
Mon, 24.09. 13:00 | 28.4 | 2.2 | 26.2 | 53 | 3.7 | 3.7 | 0 | 0 | 1.5 | 54.7 | 1.6 | 0 | 19
Mon, 24.09. 14:00 | 25.8 | 2.1 | 23.7 | 50.5 | 3.8 | 3.8 | 0 | 0 | 1.5 | 65.7 | 1.5 | 0 | 19
Mon, 24.09. 15:00 | 24.1 | 2 | 22.1 | 48.9 | 3.6 | 3.6 | 0 | 0 | 1.4 | 79.3 | 1.4 | 0 | 19
Mon, 24.09. 16:00 | 21.4 | 1.8 | 19.6 | 46.1 | 2 | 2 | 0 | 0 | 1.1 | 101.5 | 1.3 | 0 | 18
Mon, 24.09. 17:00 | 23.1 | 1.7 | 21.4 | 47.6 | 1.8 | 1.8 | 0 | 0 | 0.7 | 126.1 | 1.7 | 0 | 17
Mon, 24.09. 18:00 | 25.5 | 2 | 23.5 | 49.5 | 1.6 | 1.6 | 0 | 0 | 0.5 | 148.9 | 2.1 | 0 | 16
Mon, 24.09. 19:00 | 23.3 | 1.8 | 21.5 | 47.2 | 1.1 | 1.1 | 0 | 0 | 0.3 | 121.8 | 2.3 | 0 | 15
Mon, 24.09. 20:00 | 29.3 | 5.7 | 23.6 | 52.9 | 0.9 | 0.9 | 0 | 0 | 0.3 | 109.6 | 2.6 | 0 | 14
Mon, 24.09. 21:00 | 27.2 | 5.7 | 21.5 | 50.9 | 0.7 | 0.7 | 0 | 0 | 0.3 | 94.1 | 2.5 | 0 | 14
Mon, 24.09. 22:00 | 16.5 | 4.6 | 11.9 | 41.2 | 0.6 | 0.6 | 0 | 0 | 0.3 | 82.7 | 1.5 | 0 | 14
Mon, 24.09. 23:00 | 9.3 | 3.5 | 5.8 | 34.8 | 0.3 | 0.3 | 0 | 0 | 0.2 | 57.8 | 0.7 | 0 | 14
Tue, 25.09. 00:00 | 8 | 3.6 | 4.4 | 33.6 | 0.1 | 0.1 | 0 | 0 | 0.2 | 34.9 | 0.5 | 0 | 14
Tue, 25.09. 01:00 | 6.2 | 3.8 | 2.4 | 32 | 0.1 | 0.1 | 0 | 0 | 0.2 | 19 | 0.3 | 0 | 14
Tue, 25.09. 02:00 | 4.5 | 3.8 | 0.7 | 30.6 | 0.1 | 0.1 | 0 | 0 | 0.2 | 10.7 | 0.1 | 0 | 14
Tue, 25.09. 03:00 | 4.8 | 4 | 0.8 | 30.7 | 0.1 | 0.1 | 0 | 0 | 0.2 | 9.5 | 0.1 | 0 | 14
Tue, 25.09. 04:00 | 6.6 | 4.1 | 2.5 | 32.5 | 0.1 | 0.1 | 0 | 0 | 0.2 | 12.2 | 0.3 | 0 | 14
Tue, 25.09. 05:00 | 8.2 | 0.9 | 7.3 | 33.5 | 0.1 | 0.1 | 0 | 0 | 0.2 | 22.4 | 0.8 | 0 | 15
Tue, 25.09. 06:00 | 22.5 | 1.4 | 21.1 | 46.2 | 0.1 | 0.1 | 0 | 0 | 0.3 | 42.6 | 2.4 | 0 | 15
Tue, 25.09. 07:00 | 25.6 | 1.4 | 24.2 | 49.3 | 0.2 | 0.2 | 0 | 0 | 0.9 | 54.3 | 2.5 | 0 | 15
Tue, 25.09. 08:00 | 25.5 | 1.3 | 24.2 | 49.3 | 0.5 | 0.5 | 0 | 0 | 1.8 | 53.3 | 2.2 | 0 | 16
Tue, 25.09. 09:00 | 27.2 | 1.2 | 26 | 51.4 | 1.1 | 1.1 | 0 | 0 | 2.2 | 48.9 | 2 | 0 | 17
Tue, 25.09. 10:00 | 25.1 | 1 | 24.1 | 49.7 | 1 | 1 | 0 | 0 | 1.9 | 36 | 1.5 | 0 | 17
Tue, 25.09. 11:00 | 30.4 | 1.1 | 29.3 | 54.7 | 1.4 | 1.4 | 0 | 0 | 2 | 43.9 | 1.6 | 0 | 18
Tue, 25.09. 12:00 | 29.8 | 1 | 28.8 | 54.2 | 1.4 | 1.4 | 0 | 0 | 1.8 | 47.4 | 1.5 | 0 | 18
Tue, 25.09. 13:00 | 26.2 | 0.8 | 25.4 | 50.9 | 1.3 | 1.3 | 0 | 0 | 1.5 | 53 | 1.3 | 0 | 18
Tue, 25.09. 14:00 | 24.2 | 0.8 | 23.4 | 48.9 | 1.4 | 1.4 | 0 | 0 | 1.5 | 64.4 | 1.3 | 0 | 18
Tue, 25.09. 15:00 | 22.4 | 0.8 | 21.6 | 47.3 | 1.1 | 1.1 | 0 | 0 | 1.3 | 77.7 | 1.2 | 0 | 17
Tue, 25.09. 16:00 | 22.7 | 0.8 | 21.9 | 47.5 | 1.2 | 1.2 | 0 | 0 | 1.2 | 113.5 | 1.4 | 0 | 17
Tue, 25.09. 17:00 | 23.8 | 0.8 | 23 | 48.2 | 1.1 | 1.1 | 0 | 0 | 0.7 | 135.4 | 1.7 | 0 | 17
Tue, 25.09. 18:00 | 23 | 0.8 | 22.2 | 47.2 | 1 | 1 | 0 | 0 | 0.4 | 140.5 | 1.9 | 0 | 17
Tue, 25.09. 19:00 | 23.2 | 0.8 | 22.4 | 46.9 | 0.8 | 0.8 | 0 | 0 | 0.3 | 127 | 2.4 | 0 | 17
Tue, 25.09. 20:00 | 24.8 | 0.9 | 23.9 | 48.1 | 0.5 | 0.5 | 0 | 0 | 0.3 | 110.7 | 2.6 | 0 | 16
Tue, 25.09. 21:00 | 20.2 | 0.7 | 19.5 | 44.1 | 0.5 | 0.5 | 0 | 0 | 0.2 | 85 | 2.3 | 0 | 17
Tue, 25.09. 22:00 | 11 | 0.3 | 10.7 | 35.6 | 0.3 | 0.3 | 0 | 0 | 0.2 | 74.2 | 1.3 | 0 | 16
Tue, 25.09. 23:00 | 6.8 | 0.2 | 6.6 | 32 | 0.5 | 0.5 | 0 | 0 | 0.2 | 65.7 | 0.9 | 0 | 17
Wed, 26.09. 00:00 | 4.5 | 0 | 4.5 | 29.9 | 0.4 | 0.4 | 0 | 0 | 0.2 | 36.4 | 0.6 | 0 | 16
Wed, 26.09. 01:00 | 2.3 | 0 | 2.3 | 28 | 0.6 | 0.6 | 0 | 0 | 0.2 | 18.3 | 0.3 | 0 | 17
Wed, 26.09. 02:00 | 0.6 | 0 | 0.6 | 26.5 | 0.5 | 0.5 | 0 | 0 | 0.2 | 9.5 | 0.1 | 0 | 17
Wed, 26.09. 03:00 | 0.7 | 0 | 0.7 | 26.7 | 0.3 | 0.3 | 0 | 0 | 0.2 | 9.3 | 0.1 | 0 | 16
Wed, 26.09. 04:00 | 2.5 | 0.1 | 2.4 | 28.2 | 0.3 | 0.3 | 0 | 0 | 0.2 | 11.9 | 0.3 | 0 | 16
Wed, 26.09. 05:00 | 7.6 | 0.2 | 7.4 | 32.8 | 0.3 | 0.3 | 0 | 0 | 0.2 | 22.6 | 0.9 | 0 | 16
Wed, 26.09. 06:00 | 22.2 | 0.3 | 21.9 | 45.8 | 0.4 | 0.4 | 0 | 0 | 0.3 | 44.3 | 2.5 | 0 | 16
Wed, 26.09. 07:00 | 23.3 | 0.3 | 23 | 47 | 0.2 | 0.2 | 0 | 0 | 0.9 | 51.6 | 2.4 | 0 | 15
Wed, 26.09. 08:00 | 22.1 | 0.3 | 21.8 | 46.1 | 0.6 | 0.6 | 0 | 0 | 1.6 | 48 | 2 | 0 | 16
Wed, 26.09. 09:00 | 24.2 | 0.3 | 23.9 | 48.5 | 1 | 1 | 0 | 0 | 2 | 44.8 | 1.8 | 0 | 16
Wed, 26.09. 10:00 | 23.6 | 0.2 | 23.4 | 48.2 | 1.2 | 1.2 | 0 | 0 | 1.8 | 34.8 | 1.5 | 0 | 17
Wed, 26.09. 11:00 | 31 | 0.3 | 30.7 | 55.4 | 1.5 | 1.5 | 0 | 0 | 2.2 | 46 | 1.7 | 0 | 17
Wed, 26.09. 12:00 | 27.4 | 0.2 | 27.2 | 52.1 | 1.4 | 1.4 | 0 | 0 | 1.7 | 44.6 | 1.4 | 0 | 17
Wed, 26.09. 13:00 | 26.4 | 0.2 | 26.2 | 51.1 | 1.5 | 1.5 | 0 | 0 | 1.6 | 54.7 | 1.4 | 0 | 17
Wed, 26.09. 14:00 | 23.8 | 0.2 | 23.6 | 48.6 | 1.5 | 1.5 | 0 | 0 | 1.5 | 65 | 1.3 | 0 | 17
Wed, 26.09. 15:00 | 22 | 0.2 | 21.8 | 46.8 | 1.6 | 1.6 | 0 | 0 | 1.4 | 78.5 | 1.3 | 0 | 18
Wed, 26.09. 16:00 | 21.6 | 0.2 | 21.4 | 46.2 | 1.7 | 1.7 | 0 | 0 | 1.2 | 110.2 | 1.4 | 0 | 18
Wed, 26.09. 17:00 | 22.8 | 0.2 | 22.6 | 47.1 | 1.6 | 1.6 | 0 | 0 | 0.7 | 132.8 | 1.8 | 0 | 18
Wed, 26.09. 18:00 | 21.4 | 0.2 | 21.2 | 45.5 | 1.4 | 1.4 | 0 | 0 | 0.4 | 133.6 | 1.9 | 0 | 18
Wed, 26.09. 19:00 | 22.7 | 0.2 | 22.5 | 46.3 | 2.7 | 2.7 | 0 | 0 | 0.3 | 127 | 2.5 | 0 | 19
Wed, 26.09. 20:00 | 24.7 | 0.2 | 24.5 | 48 | 1.1 | 1.1 | 0 | 0 | 0.3 | 113.8 | 2.8 | 0 | 18
Wed, 26.09. 21:00 | 21.7 | 0.2 | 21.5 | 45.1 | 0.9 | 0.9 | 0 | 0 | 0.3 | 93.2 | 2.5 | 0 | 18
Wed, 26.09. 22:00 | 11.4 | 0 | 11.4 | 36.2 | 0.3 | 0.3 | 0 | 0 | 0.2 | 78.8 | 1.4 | 0 | 15
Wed, 26.09. 23:00 | 9.3 | 3.3 | 6 | 34.7 | 0.2 | 0.2 | 0 | 0 | 0.2 | 60.4 | 0.7 | 0 | 14
Thu, 27.09. 00:00 | 8.9 | 4.1 | 4.8 | 34.3 | 0.5 | 0.5 | 0 | 0 | 0.2 | 38.2 | 0.6 | 0 | 14
Thu, 27.09. 01:00 | 6.1 | 3.8 | 2.3 | 32 | 0.4 | 0.4 | 0 | 0 | 0.2 | 18.5 | 0.3 | 0 | 14
Thu, 27.09. 02:00 | 5 | 4.2 | 0.8 | 31 | 0.3 | 0.3 | 0 | 0 | 0.2 | 11.3 | 0.1 | 0 | 14
Thu, 27.09. 03:00 | 4.8 | 4.1 | 0.7 | 30.8 | 0.3 | 0.3 | 0 | 0 | 0.2 | 9.4 | 0.1 | 0 | 14
Thu, 27.09. 04:00 | 6.9 | 4.4 | 2.5 | 32.7 | 0.3 | 0.3 | 0 | 0 | 0.2 | 12.1 | 0.3 | 0 | 14
Thu, 27.09. 05:00 | 12.5 | 5.1 | 7.4 | 37.8 | 0.3 | 0.3 | 0 | 0 | 0.2 | 22.9 | 0.9 | 0 | 14
Thu, 27.09. 06:00 | 26.1 | 5.6 | 20.5 | 49.9 | 0.3 | 0.3 | 0 | 0 | 0.3 | 41.3 | 2.3 | 0 | 14
Thu, 27.09. 07:00 | 30.5 | 6 | 24.5 | 54.1 | 0.4 | 0.4 | 0 | 0 | 1 | 54.8 | 2.6 | 0 | 14
Thu, 27.09. 08:00 | 26.8 | 2.1 | 24.7 | 50.7 | 0.7 | 0.7 | 0 | 0 | 1.8 | 54.3 | 2.2 | 0 | 15
Thu, 27.09. 09:00 | 26.3 | 1.9 | 24.4 | 50.6 | 1.4 | 1.4 | 0 | 0 | 2 | 45.7 | 1.9 | 0 | 16
Thu, 27.09. 10:00 | 26.8 | 1.6 | 25.2 | 51.2 | 1.9 | 1.9 | 0 | 0 | 2 | 37.4 | 1.7 | 0 | 18
Thu, 27.09. 11:00 | 30.2 | 1.6 | 28.6 | 54.6 | 3.8 | 3.8 | 0 | 0 | 2 | 42.7 | 1.8 | 0 | 19
Thu, 27.09. 12:00 | 29.2 | 1.4 | 27.8 | 53.8 | 3.8 | 3.8 | 0 | 0 | 1.7 | 45.6 | 1.7 | 0 | 19
Thu, 27.09. 13:00 | 28.9 | 1.5 | 27.4 | 53.3 | 5.6 | 5.6 | 0 | 0 | 1.6 | 56.8 | 1.8 | 0 | 20
Thu, 27.09. 14:00 | 24.6 | 1.4 | 23.2 | 49.2 | 5.4 | 5.4 | 0 | 0 | 1.5 | 63.7 | 1.6 | 0 | 20
Thu, 27.09. 15:00 | 24.2 | 1.4 | 22.8 | 48.8 | 5.5 | 5.5 | 0 | 0 | 1.4 | 81.7 | 1.6 | 0 | 20
Thu, 27.09. 16:00 | 23.8 | 1.3 | 22.5 | 48.3 | 4.1 | 4.1 | 0 | 0 | 1.2 | 115.7 | 1.7 | 0 | 19
Thu, 27.09. 17:00 | 23.4 | 1.2 | 22.2 | 47.7 | 2.2 | 2.2 | 0 | 0 | 0.7 | 130.1 | 1.8 | 0 | 18
Thu, 27.09. 18:00 | 23.1 | 1.2 | 21.9 | 47.4 | 1.9 | 1.9 | 0 | 0 | 0.4 | 137.7 | 2 | 0 | 17
Thu, 27.09. 19:00 | 25.3 | 1.4 | 23.9 | 48.8 | 1.8 | 1.8 | 0 | 0 | 0.3 | 134.9 | 2.6 | 0 | 17
Thu, 27.09. 20:00 | 23.4 | 1.3 | 22.1 | 46.9 | 1.1 | 1.1 | 0 | 0 | 0.3 | 102.1 | 2.5 | 0 | 16
Thu, 27.09. 21:00 | 21.5 | 1.2 | 20.3 | 45.3 | 0.7 | 0.7 | 0 | 0 | 0.2 | 87.7 | 2.4 | 0 | 15
Thu, 27.09. 22:00 | 11.5 | 0.4 | 11.1 | 36.2 | 0.8 | 0.8 | 0 | 0 | 0.2 | 76.5 | 1.4 | 0 | 16
Thu, 27.09. 23:00 | 7.1 | 0.3 | 6.8 | 32.2 | 0.7 | 0.7 | 0 | 0 | 0.2 | 66.4 | 0.9 | 0 | 16
Fri, 28.09. 00:00 | 4.8 | 0.3 | 4.5 | 30.2 | 0.2 | 0.2 | 0 | 0 | 0.2 | 36 | 0.6 | 0 | 16
Fri, 28.09. 01:00 | 2.9 | 0.3 | 2.6 | 28.7 | 0 | 0 | 0 | 0 | 0.2 | 19.6 | 0.3 | 0 | 15
Fri, 28.09. 02:00 | 1 | 0.3 | 0.7 | 27 | 0 | 0 | 0 | 0 | 0.2 | 10.4 | 0.1 | 0 | 15
Fri, 28.09. 03:00 | 1 | 0.3 | 0.7 | 27.1 | 0 | 0 | 0 | 0 | 0.2 | 8.8 | 0.1 | 0 | 15
Fri, 28.09. 04:00 | 6.2 | 3.9 | 2.3 | 32.2 | 0 | 0 | 0 | 0 | 0.2 | 11 | 0.3 | 0 | 14
Fri, 28.09. 05:00 | 12.2 | 4.8 | 7.4 | 37.6 | 0 | 0 | 0 | 0 | 0.2 | 22.6 | 0.8 | 0 | 14
Fri, 28.09. 06:00 | 28 | 5.8 | 22.2 | 51.7 | 0 | 0 | 0 | 0 | 0.3 | 44.7 | 2.5 | 0 | 14
Fri, 28.09. 07:00 | 30.8 | 5.8 | 25 | 54.5 | 0.1 | 0.1 | 0 | 0 | 1 | 55.8 | 2.6 | 0 | 14
Fri, 28.09. 08:00 | 27.3 | 1.9 | 25.4 | 51.2 | 0.3 | 0.3 | 0 | 0 | 1.9 | 55.9 | 2.3 | 0 | 16
Fri, 28.09. 09:00 | 26.7 | 1.7 | 25 | 51 | 0.4 | 0.4 | 0 | 0 | 2.1 | 46.6 | 1.8 | 0 | 16
Fri, 28.09. 10:00 | 28.6 | 1.6 | 27 | 53 | 0.7 | 0.7 | 0 | 0 | 2.1 | 40.1 | 1.7 | 0 | 17
Fri, 28.09. 11:00 | 25.7 | 1.2 | 24.5 | 50.4 | 0.6 | 0.6 | 0 | 0 | 1.7 | 36.5 | 1.3 | 0 | 17
Fri, 28.09. 12:00 | 28.6 | 1.3 | 27.3 | 53.2 | 0.4 | 0.4 | 0 | 0 | 1.7 | 44.6 | 1.4 | 0 | 16
Fri, 28.09. 13:00 | 27.4 | 1.3 | 26.1 | 52.2 | 0.5 | 0.5 | 0 | 0 | 1.6 | 54.1 | 1.3 | 0 | 16
Fri, 28.09. 14:00 | 23.9 | 1.2 | 22.7 | 48.7 | 0.7 | 0.7 | 0 | 0 | 1.5 | 62.5 | 1.2 | 0 | 17
Fri, 28.09. 15:00 | 25.2 | 1.3 | 23.9 | 50 | 0.5 | 0.5 | 0 | 0 | 1.5 | 85.7 | 1.3 | 0 | 16
Fri, 28.09. 16:00 | 21.7 | 1 | 20.7 | 46.7 | 0.3 | 0.3 | 0 | 0 | 1.1 | 107 | 1.2 | 0 | 15
Fri, 28.09. 17:00 | 23 | 1 | 22 | 47.5 | 0.2 | 0.2 | 0 | 0 | 0.7 | 128.8 | 1.6 | 0 | 15
Fri, 28.09. 18:00 | 21.7 | 1.1 | 20.6 | 46 | 0.2 | 0.2 | 0 | 0 | 0.4 | 129.4 | 1.7 | 0 | 15
Fri, 28.09. 19:00 | 22.2 | 1.1 | 21.1 | 46.1 | 0.2 | 0.2 | 0 | 0 | 0.3 | 119.1 | 2.2 | 0 | 15
Fri, 28.09. 20:00 | 26.1 | 4.5 | 21.6 | 49.9 | 0.1 | 0.1 | 0 | 0 | 0.3 | 100 | 2.3 | 0 | 14
Fri, 28.09. 21:00 | 24.8 | 4.5 | 20.3 | 48.7 | 0.1 | 0.1 | 0 | 0 | 0.2 | 87.7 | 2.3 | 0 | 14
Fri, 28.09. 22:00 | 16.1 | 4.2 | 11.9 | 40.9 | 0.1 | 0.1 | 0 | 0 | 0.3 | 81.9 | 1.4 | 0 | 14
Fri, 28.09. 23:00 | 7.6 | 0.3 | 7.3 | 32.8 | 0.1 | 0.1 | 0 | 0 | 0.2 | 71.7 | 0.9 | 0 | 15
Sat, 29.09. 00:00 | 5.4 | 0 | 5.4 | 30.9 | 0.1 | 0.1 | 0 | 0 | 0.2 | 57.9 | 0.7 | 0 | 15
Sat, 29.09. 01:00 | 2.8 | 0 | 2.8 | 28.5 | 0.1 | 0.1 | 0 | 0 | 0.2 | 29.7 | 0.3 | 0 | 15
Sat, 29.09. 02:00 | 1.7 | 0 | 1.7 | 27.6 | 0.1 | 0.1 | 0 | 0 | 0.2 | 20.2 | 0.2 | 0 | 15
Sat, 29.09. 03:00 | 0.8 | 0 | 0.8 | 26.8 | 0.1 | 0.1 | 0 | 0 | 0.2 | 12.6 | 0.1 | 0 | 15
Sat, 29.09. 04:00 | 1.4 | 0 | 1.4 | 27.4 | 0.1 | 0.1 | 0 | 0 | 0.2 | 10.9 | 0.2 | 0 | 15
Sat, 29.09. 05:00 | 1.7 | 0 | 1.7 | 27.6 | 0.1 | 0.1 | 0 | 0 | 0.2 | 12.7 | 0.2 | 0 | 15
Sat, 29.09. 06:00 | 2.3 | 0 | 2.3 | 28.2 | 0.1 | 0.1 | 0 | 0 | 0.2 | 12.2 | 0.2 | 0 | 15
Sat, 29.09. 07:00 | 5.6 | 0 | 5.6 | 31.2 | 0.3 | 0.3 | 0 | 0 | 0.4 | 13.9 | 0.6 | 0 | 16
Sat, 29.09. 08:00 | 12.2 | 0 | 12.2 | 37 | 0.3 | 0.3 | 0 | 0 | 0.5 | 17.8 | 1.3 | 0 | 16
Sat, 29.09. 09:00 | 23.7 | 0 | 23.7 | 47.3 | 0.3 | 0.3 | 0 | 0 | 0.6 | 24.7 | 2.6 | 0 | 16
Sat, 29.09. 10:00 | 27.5 | 0 | 27.5 | 50.8 | 0.3 | 0.3 | 0 | 0 | 0.6 | 45.5 | 2.8 | 0 | 16
Sat, 29.09. 11:00 | 28.4 | 0 | 28.4 | 51.8 | 0.1 | 0.1 | 0 | 0 | 0.5 | 51.9 | 2.7 | 0 | 15
Sat, 29.09. 12:00 | 27.6 | 0 | 27.6 | 51.4 | 0.1 | 0.1 | 0 | 0 | 0.5 | 71.5 | 2.4 | 0 | 15
Sat, 29.09. 13:00 | 27.2 | 0 | 27.2 | 51.3 | 0.3 | 0.3 | 0 | 0 | 0.5 | 88.6 | 2.1 | 0 | 16
Sat, 29.09. 14:00 | 25.9 | 0 | 25.9 | 50 | 0.6 | 0.6 | 0 | 0 | 0.5 | 88.1 | 1.9 | 0 | 17
Sat, 29.09. 15:00 | 23.5 | 0 | 23.5 | 47.9 | 0.6 | 0.6 | 0 | 0 | 0.4 | 82.7 | 1.6 | 0 | 17
Sat, 29.09. 16:00 | 22.7 | 0 | 22.7 | 47.2 | 0.8 | 0.8 | 0 | 0 | 0.4 | 82.7 | 1.6 | 0 | 18
Sat, 29.09. 17:00 | 22 | 0 | 22 | 46.3 | 0.7 | 0.7 | 0 | 0 | 0.3 | 82.4 | 1.7 | 0 | 18
Sat, 29.09. 18:00 | 20.1 | 0 | 20.1 | 44.3 | 0.5 | 0.5 | 0 | 0 | 0.3 | 85.1 | 1.9 | 0 | 17
Sat, 29.09. 19:00 | 19.1 | 0 | 19.1 | 43.2 | 0.5 | 0.5 | 0 | 0 | 0.2 | 80.2 | 2 | 0 | 17
Sat, 29.09. 20:00 | 17.1 | 0 | 17.1 | 41.2 | 0.5 | 0.5 | 0 | 0 | 0.2 | 68.9 | 1.9 | 0 | 17
Sat, 29.09. 21:00 | 13.7 | 0 | 13.7 | 38.2 | 0.1 | 0.1 | 0 | 0 | 0.2 | 66.4 | 1.6 | 0 | 15
Sat, 29.09. 22:00 | 10.3 | 0 | 10.3 | 35.3 | 0.1 | 0.1 | 0 | 0 | 0.2 | 61.7 | 1.2 | 0 | 15
Sat, 29.09. 23:00 | 7 | 0 | 7 | 32.2 | 0.3 | 0.3 | 0 | 0 | 0.2 | 59.6 | 0.9 | 0 | 16
Sun, 30.09. 00:00 | 5.6 | 0.6 | 5 | 31.1 | 0 | 0 | 0 | 0 | 0.2 | 64.4 | 0.6 | 0 | 15
Sun, 30.09. 01:00 | 7.4 | 4.4 | 3 | 33.3 | 0 | 0 | 0 | 0 | 0.2 | 56.3 | 0.4 | 0 | 14
Sun, 30.09. 02:00 | 6.4 | 4.6 | 1.8 | 32.4 | 0 | 0 | 0 | 0 | 0.2 | 40.4 | 0.2 | 0 | 14
Sun, 30.09. 03:00 | 4.6 | 4 | 0.6 | 30.7 | 0 | 0 | 0 | 0 | 0.2 | 17 | 0.1 | 0 | 14
Sun, 30.09. 04:00 | 10.8 | 9 | 1.8 | 36.9 | 0 | 0 | 0 | 0 | 0.2 | 12.3 | 0.2 | 0 | 13
Sun, 30.09. 05:00 | 12 | 10.3 | 1.7 | 38.2 | 0 | 0 | 0 | 0 | 0.2 | 9.4 | 0.2 | 0 | 13
Sun, 30.09. 06:00 | 15 | 12.5 | 2.5 | 41 | 0 | 0 | 0 | 0 | 0.2 | 10 | 0.3 | 0 | 13
Sun, 30.09. 07:00 | 18.1 | 12.9 | 5.2 | 43.9 | 0 | 0 | 0 | 0 | 0.2 | 11.4 | 0.6 | 0 | 13
Sun, 30.09. 08:00 | 21.8 | 10.7 | 11.1 | 46.9 | 0 | 0 | 0 | 0 | 0.3 | 10.1 | 1.3 | 0 | 13
Sun, 30.09. 09:00 | 27.1 | 4.1 | 23 | 50.7 | 0 | 0 | 0 | 0 | 0.3 | 12.9 | 2.7 | 0 | 15
Sun, 30.09. 10:00 | 28.3 | 3.8 | 24.5 | 51.6 | 0 | 0 | 0 | 0 | 0.3 | 15 | 2.8 | 0 | 15
Sun, 30.09. 11:00 | 30.5 | 3.8 | 26.7 | 53.5 | 0.2 | 0.2 | 0 | 0 | 0.3 | 22.9 | 3.1 | 0 | 16
Sun, 30.09. 12:00 | 26.2 | 3.3 | 22.9 | 49.8 | 0.2 | 0.2 | 0 | 0 | 0.3 | 31.1 | 2.6 | 0 | 16
Sun, 30.09. 13:00 | 22.3 | 3.3 | 19 | 46.2 | 0.7 | 0.7 | 0 | 0 | 0.3 | 42.7 | 2.1 | 0 | 18
Sun, 30.09. 14:00 | 19.8 | 3.2 | 16.6 | 43.9 | 0.7 | 0.7 | 0 | 0 | 0.3 | 58.7 | 1.9 | 0 | 18
Sun, 30.09. 15:00 | 16.5 | 2.9 | 13.6 | 41.1 | 0.4 | 0.4 | 0 | 0 | 0.2 | 51.6 | 1.5 | 0 | 17
Sun, 30.09. 16:00 | 17.2 | 3.1 | 14.1 | 41.8 | 0.2 | 0.2 | 0 | 0 | 0.3 | 62.9 | 1.5 | 0 | 16
Sun, 30.09. 17:00 | 19.2 | 3.3 | 15.9 | 43.6 | 0 | 0 | 0 | 0 | 0.2 | 70.5 | 1.7 | 0 | 15
Sun, 30.09. 18:00 | 18.9 | 3.2 | 15.7 | 43.2 | 0.1 | 0.1 | 0 | 0 | 0.2 | 80.7 | 1.8 | 0 | 15.5
Sun, 30.09. 19:00 | 21.9 | 3.7 | 18.2 | 46 | 0.1 | 0.1 | 0 | 0 | 0.2 | 94.1 | 2.1 | 0 | 15.5
Sun, 30.09. 20:00 | 20.3 | 3.7 | 16.6 | 44.5 | 0.1 | 0.1 | 0 | 0 | 0.2 | 83.6 | 1.9 | 0 | 15.2
Sun, 30.09. 21:00 | 21.1 | 7.2 | 13.9 | 45.7 | 0 | 0 | 0 | 0 | 0.2 | 70.5 | 1.6 | 0 | 14
Sun, 30.09. 22:00 | 19.8 | 9.2 | 10.6 | 44.8 | 0 | 0 | 0 | 0 | 0.2 | 58 | 1.3 | 0 | 12.8
Sun, 30.09. 23:00 | 21.3 | 14.4 | 6.9 | 46.9 | 0 | 0 | 0 | 0 | 0.2 | 47.3 | 0.8 | 0 | 11.5
Mon, 01.10. 00:00 | 25.8 | 21.3 | 4.5 | 51.6 | 0.1 | 0.1 | 0 | 0 | 0.2 | 36 | 0.5 | 0 | 10.2
Mon, 01.10. 01:00 | 25.2 | 22.6 | 2.6 | 51.3 | 0.1 | 0.1 | 0 | 0 | 0.2 | 19.6 | 0.3 | 0 | 10.2
Mon, 01.10. 02:00 | 20 | 19.3 | 0.7 | 46.4 | 0.1 | 0.1 | 0 | 0 | 0.2 | 10.1 | 0.1 | 0 | 10.5
Mon, 01.10. 03:00 | 18.8 | 18.1 | 0.7 | 45.1 | 0.1 | 0.1 | 0 | 0 | 0.2 | 8.7 | 0.1 | 0 | 10.8
Mon, 01.10. 04:00 | 21.2 | 18.7 | 2.5 | 47.3 | 0.1 | 0.1 | 0 | 0 | 0.2 | 12 | 0.3 | 0 | 11.2
Mon, 01.10. 05:00 | 27.1 | 19.3 | 7.8 | 52.7 | 0.1 | 0.1 | 0 | 0 | 0.2 | 23.8 | 0.9 | 0 | 12
Mon, 01.10. 06:00 | 49.7 | 28.1 | 21.6 | 73.7 | 0.1 | 0.1 | 0 | 0 | 0.3 | 43.5 | 2.4 | 0 | 11
Mon, 01.10. 07:00 | 46.2 | 22.7 | 23.5 | 70.1 | 0.1 | 0.1 | 0 | 0 | 0.9 | 52.2 | 2.4 | 0 | 12
Mon, 01.10. 08:00 | 37.9 | 14.4 | 23.5 | 62.1 | 0.2 | 0.2 | 0 | 0 | 1.8 | 51.2 | 2.1 | 0 | 14
Mon, 01.10. 09:00 | 33.9 | 10 | 23.9 | 58.4 | 0.6 | 0.6 | 0 | 0 | 2 | 44.4 | 1.8 | 0 | 16
Mon, 01.10. 10:00 | 32.8 | 8.7 | 24.1 | 57.5 | 0.8 | 0.8 | 0 | 0 | 1.9 | 35.6 | 1.5 | 0 | 17
Mon, 01.10. 11:00 | 36.3 | 8.6 | 27.7 | 61 | 0.9 | 0.9 | 0 | 0 | 2 | 41 | 1.5 | 0 | 17
Mon, 01.10. 12:00 | 37.6 | 8.4 | 29.2 | 62.3 | 1.2 | 1.2 | 0 | 0 | 1.8 | 47.4 | 1.5 | 0 | 18
Mon, 01.10. 13:00 | 36.5 | 8.4 | 28.1 | 61.3 | 1.3 | 1.3 | 0 | 0 | 1.7 | 57.9 | 1.5 | 0 | 18
Mon, 01.10. 14:00 | 30.7 | 7.6 | 23.1 | 55.5 | 2.7 | 2.7 | 0 | 0 | 1.5 | 63.1 | 1.4 | 0 | 19
Mon, 01.10. 15:00 | 29.7 | 7.4 | 22.3 | 54.7 | 1.2 | 1.2 | 0 | 0 | 1.4 | 79.3 | 1.2 | 0 | 18
Mon, 01.10. 16:00 | 30 | 7.4 | 22.6 | 54.8 | 1 | 1 | 0 | 0 | 1.2 | 115.7 | 1.4 | 0 | 17
Mon, 01.10. 17:00 | 28.1 | 6.4 | 21.7 | 52.7 | 0.5 | 0.5 | 0 | 0 | 0.7 | 126.1 | 1.6 | 0 | 15
Mon, 01.10. 18:00 | 28.1 | 6.7 | 21.4 | 52.5 | 0.6 | 0.6 | 0 | 0 | 0.4 | 133.6 | 1.8 | 0 | 16
Mon, 01.10. 19:00 | 30.1 | 9.6 | 20.5 | 54.3 | 0.3 | 0.3 | 0 | 0 | 0.3 | 115.2 | 2.1 | 0 | 14
Mon, 01.10. 20:00 | 33.9 | 10.8 | 23.1 | 57.6 | 0.2 | 0.2 | 0 | 0 | 0.3 | 106.4 | 2.5 | 0 | 14
Mon, 01.10. 21:00 | 30.9 | 10.1 | 20.8 | 54.8 | 0.2 | 0.2 | 0 | 0 | 0.3 | 89.6 | 2.4 | 0 | 14
Mon, 01.10. 22:00 | 20.7 | 9.5 | 11.2 | 45.6 | 0.2 | 0.2 | 0 | 0 | 0.2 | 77.3 | 1.4 | 0 | 13
Mon, 01.10. 23:00 | 15.6 | 8.8 | 6.8 | 41.1 | 0.1 | 0.1 | 0 | 0 | 0.2 | 66.4 | 0.8 | 0 | 13
Tue, 02.10. 00:00 | 12 | 7.5 | 4.5 | 37.7 | 0.1 | 0.1 | 0 | 0 | 0.2 | 35.3 | 0.5 | 0 | 13
Tue, 02.10. 01:00 | 10.3 | 7.9 | 2.4 | 36.3 | 0.1 | 0.1 | 0 | 0 | 0.2 | 19.2 | 0.3 | 0 | 13
Tue, 02.10. 02:00 | 8.4 | 7.7 | 0.7 | 34.6 | 0.1 | 0.1 | 0 | 0 | 0.2 | 10.4 | 0.1 | 0 | 13
Tue, 02.10. 03:00 | 7.8 | 7.2 | 0.6 | 34 | 0.1 | 0.1 | 0 | 0 | 0.2 | 8.4 | 0.1 | 0 | 13
Tue, 02.10. 04:00 | 10.8 | 8.4 | 2.4 | 36.8 | 0.1 | 0.1 | 0 | 0 | 0.2 | 11.8 | 0.3 | 0 | 13
Tue, 02.10. 05:00 | 18 | 10.2 | 7.8 | 43.4 | 0.1 | 0.1 | 0 | 0 | 0.2 | 23.6 | 0.9 | 0 | 13
Tue, 02.10. 06:00 | 30.3 | 10.5 | 19.8 | 54.4 | 0.1 | 0.1 | 0 | 0 | 0.3 | 39.6 | 2.2 | 0 | 13
Tue, 02.10. 07:00 | 32.1 | 7.9 | 24.2 | 55.9 | 0.1 | 0.1 | 0 | 0 | 1 | 53.8 | 2.5 | 0 | 14
Tue, 02.10. 08:00 | 26 | 3.5 | 22.5 | 50.2 | 0.2 | 0.2 | 0 | 0 | 1.7 | 49.1 | 2 | 0 | 15
Tue, 02.10. 09:00 | 28.9 | 3.5 | 25.4 | 53.3 | 0.5 | 0.5 | 0 | 0 | 2.2 | 47.1 | 1.9 | 0 | 15
Tue, 02.10. 10:00 | 28 | 3.1 | 24.9 | 52.6 | 0.5 | 0.5 | 0 | 0 | 2 | 36.7 | 1.6 | 0 | 15
Tue, 02.10. 11:00 | 30 | 2.9 | 27.1 | 54.7 | 0.9 | 0.9 | 0 | 0 | 1.9 | 40.2 | 1.5 | 0 | 17
Tue, 02.10. 12:00 | 32 | 2.8 | 29.2 | 56.7 | 1 | 1 | 0 | 0 | 1.8 | 47.4 | 1.5 | 0 | 17
Tue, 02.10. 13:00 | 28.6 | 2.6 | 26 | 53.5 | 1 | 1 | 0 | 0 | 1.6 | 53.5 | 1.3 | 0 | 17
Tue, 02.10. 14:00 | 27.5 | 2.7 | 24.8 | 52.3 | 1.3 | 1.3 | 0 | 0 | 1.6 | 67.6 | 1.4 | 0 | 18
Tue, 02.10. 15:00 | 24.7 | 2.5 | 22.2 | 49.6 | 1 | 1 | 0 | 0 | 1.4 | 78.5 | 1.2 | 0 | 17
Tue, 02.10. 16:00 | 24.4 | 2.4 | 22 | 49.2 | 1 | 1 | 0 | 0 | 1.2 | 112.4 | 1.4 | 0 | 17
Tue, 02.10. 17:00 | 22.9 | 2.1 | 20.8 | 47.5 | 0.9 | 0.9 | 0 | 0 | 0.7 | 120.8 | 1.6 | 0 | 17
Tue, 02.10. 18:00 | 22.9 | 2.2 | 20.7 | 47.4 | 0.6 | 0.6 | 0 | 0 | 0.4 | 129.4 | 1.8 | 0 | 16
Tue, 02.10. 19:00 | 24.6 | 2.4 | 22.2 | 48.6 | 0.5 | 0.5 | 0 | 0 | 0.3 | 124.4 | 2.3 | 0 | 16
Tue, 02.10. 20:00 | 24.8 | 2.4 | 22.4 | 48.6 | 0.4 | 0.4 | 0 | 0 | 0.3 | 103.2 | 2.5 | 0 | 16
Tue, 02.10. 21:00 | 22.9 | 2.3 | 20.6 | 46.8 | 0.5 | 0.5 | 0 | 0 | 0.3 | 88.6 | 2.4 | 0 | 17
Tue, 02.10. 22:00 | 12 | 0.8 | 11.2 | 36.8 | 0.7 | 0.7 | 0 | 0 | 0.2 | 76.5 | 1.4 | 0 | 18
Tue, 02.10. 23:00 | 7.4 | 0.6 | 6.8 | 32.7 | 0.7 | 0.7 | 0 | 0 | 0.2 | 67.1 | 0.9 | 0 | 18
Wed, 03.10. 00:00 | 6 | 0.9 | 5.1 | 31.3 | 2.6 | 2.6 | 0 | 0 | 0.2 | 65.7 | 0.8 | 0 | 19
Wed, 03.10. 01:00 | 3.5 | 0.8 | 2.7 | 29.2 | 2.4 | 2.4 | 0 | 0 | 0.2 | 50.9 | 0.5 | 0 | 19
Wed, 03.10. 02:00 | 2.6 | 0.9 | 1.7 | 28.5 | 0.9 | 0.9 | 0 | 0 | 0.2 | 37 | 0.3 | 0 | 18
Wed, 03.10. 03:00 | 1.8 | 1.1 | 0.7 | 27.8 | 0.7 | 0.7 | 0 | 0 | 0.2 | 18.1 | 0.1 | 0 | 17
Wed, 03.10. 04:00 | 3.6 | 1.9 | 1.7 | 29.4 | 0.9 | 0.9 | 0 | 0 | 0.2 | 11.4 | 0.3 | 0 | 18
Wed, 03.10. 05:00 | 5.9 | 4.2 | 1.7 | 31.8 | 2.3 | 2.3 | 0 | 0 | 0.2 | 9.3 | 0.4 | 0 | 19
Wed, 03.10. 06:00 | 9.7 | 7.1 | 2.6 | 35.5 | 0.9 | 0.9 | 0 | 0 | 0.2 | 10.4 | 0.3 | 0 | 18
Wed, 03.10. 07:00 | 11.9 | 6.7 | 5.2 | 37.5 | 1 | 1 | 0 | 0 | 0.2 | 11.3 | 0.7 | 0 | 18
Wed, 03.10. 08:00 | 19 | 6 | 13 | 43.6 | 1.1 | 1.1 | 0 | 0 | 0.3 | 11.6 | 1.6 | 0 | 18
Wed, 03.10. 09:00 | 27.8 | 5.1 | 22.7 | 51.2 | 1.2 | 1.2 | 0 | 0 | 0.3 | 12.6 | 2.7 | 0 | 18
Wed, 03.10. 10:00 | 30.6 | 5 | 25.6 | 53.7 | 2.9 | 2.9 | 0 | 0 | 0.3 | 15.6 | 3.2 | 0 | 19
Wed, 03.10. 11:00 | 29.5 | 4.4 | 25.1 | 52.7 | 2.9 | 2.9 | 0 | 0 | 0.3 | 21.4 | 3.1 | 0 | 19
Wed, 03.10. 12:00 | 28.1 | 4.4 | 23.7 | 51.4 | 3.1 | 3.1 | 0 | 0 | 0.3 | 32 | 2.9 | 0 | 19
Wed, 03.10. 13:00 | 21.7 | 3.9 | 17.8 | 45.7 | 4.3 | 4.3 | 0 | 0 | 0.3 | 39.8 | 2.3 | 0 | 20
Wed, 03.10. 14:00 | 19.8 | 3.8 | 16 | 44 | 3 | 3 | 0 | 0 | 0.2 | 56.3 | 2 | 0 | 19
Wed, 03.10. 15:00 | 23.8 | 8.1 | 15.7 | 48.5 | 1.1 | 1.1 | 0 | 0 | 0.3 | 59.4 | 1.8 | 0 | 14
Wed, 03.10. 16:00 | 31.2 | 15.9 | 15.3 | 56 | 1.1 | 1.1 | 0 | 0 | 0.3 | 67.9 | 1.7 | 0 | 12
Wed, 03.10. 17:00 | 29.2 | 14.2 | 15 | 53.9 | 1 | 1 | 0 | 0 | 0.2 | 65.7 | 1.7 | 0 | 12
Wed, 03.10. 18:00 | 31.4 | 14.9 | 16.5 | 56 | 1 | 1 | 0 | 0 | 0.2 | 84.1 | 1.9 | 0 | 12
Wed, 03.10. 19:00 | 34.2 | 15.9 | 18.3 | 58.5 | 1 | 1 | 0 | 0 | 0.2 | 94.1 | 2.2 | 0 | 12
Wed, 03.10. 20:00 | 29.3 | 14.1 | 15.2 | 53.9 | 0.8 | 0.8 | 0 | 0 | 0.2 | 76.1 | 1.8 | 0 | 12
Wed, 03.10. 21:00 | 29.5 | 15.5 | 14 | 54.2 | 0.7 | 0.7 | 0 | 0 | 0.2 | 70.5 | 1.7 | 0 | 12
Wed, 03.10. 22:00 | 23.8 | 12.8 | 11 | 48.8 | 0.6 | 0.6 | 0 | 0 | 0.2 | 59.7 | 1.4 | 0 | 12
Wed, 03.10. 23:00 | 18.8 | 11.9 | 6.9 | 44.4 | 0.5 | 0.5 | 0 | 0 | 0.2 | 46.9 | 0.9 | 0 | 12
Thu, 04.10. 00:00 | 16.6 | 12.1 | 4.5 | 42.4 | 0 | 0 | 0 | 0 | 0.2 | 35.7 | 0.5 | 0 | 12
Thu, 04.10. 01:00 | 20.1 | 17.7 | 2.4 | 46.2 | 0 | 0 | 0 | 0 | 0.2 | 18.9 | 0.3 | 0 | 11
Thu, 04.10. 02:00 | 12.3 | 11.7 | 0.6 | 38.7 | 0 | 0 | 0 | 0 | 0.2 | 9.8 | 0.1 | 0 | 12
Thu, 04.10. 03:00 | 17.4 | 16.8 | 0.6 | 43.9 | 0 | 0 | 0 | 0 | 0.2 | 8.6 | 0.1 | 0 | 11
Thu, 04.10. 04:00 | 22 | 19.6 | 2.4 | 48.2 | 0 | 0 | 0 | 0 | 0.2 | 11.8 | 0.3 | 0 | 11
Thu, 04.10. 05:00 | 26.4 | 18.9 | 7.5 | 51.9 | 0 | 0 | 0 | 0 | 0.2 | 22.6 | 0.9 | 0 | 12
Thu, 04.10. 06:00 | 46.3 | 24.1 | 22.2 | 70.2 | 0 | 0 | 0 | 0 | 0.3 | 44.3 | 2.5 | 0 | 12
Thu, 04.10. 07:00 | 42.8 | 19.4 | 23.4 | 66.8 | 0.1 | 0.1 | 0 | 0 | 0.9 | 51.6 | 2.4 | 0 | 13
Thu, 04.10. 08:00 | 43.7 | 19 | 24.7 | 68 | 0.1 | 0.1 | 0 | 0 | 1.9 | 53.8 | 2.2 | 0 | 13
Thu, 04.10. 09:00 | 33.6 | 10 | 23.6 | 58.2 | 0.2 | 0.2 | 0 | 0 | 2 | 43.5 | 1.7 | 0 | 15
Thu, 04.10. 10:00 | 35 | 9.5 | 25.5 | 59.7 | 0.2 | 0.2 | 0 | 0 | 2 | 37.4 | 1.6 | 0 | 15
Thu, 04.10. 11:00 | 37 | 9 | 28 | 61.7 | 0.7 | 0.7 | 0 | 0 | 2 | 41.4 | 1.5 | 0 | 17
Thu, 04.10. 12:00 | 36.8 | 8.4 | 28.4 | 61.6 | 0.7 | 0.7 | 0 | 0 | 1.8 | 46 | 1.4 | 0 | 17
Thu, 04.10. 13:00 | 34.4 | 8.1 | 26.3 | 59.3 | 0.7 | 0.7 | 0 | 0 | 1.6 | 54.1 | 1.3 | 0 | 17
Thu, 04.10. 14:00 | 32.2 | 8.1 | 24.1 | 57 | 0.9 | 0.9 | 0 | 0 | 1.6 | 65.7 | 1.3 | 0 | 18
Thu, 04.10. 15:00 | 31.8 | 8.1 | 23.7 | 56.8 | 0.7 | 0.7 | 0 | 0 | 1.5 | 84.1 | 1.3 | 0 | 17
Thu, 04.10. 16:00 | 28.7 | 7.1 | 21.6 | 53.7 | 0.5 | 0.5 | 0 | 0 | 1.2 | 110.2 | 1.3 | 0 | 16
Thu, 04.10. 17:00 | 33.5 | 10.5 | 23 | 58.1 | 0.2 | 0.2 | 0 | 0 | 0.7 | 132.8 | 1.7 | 0 | 14
Thu, 04.10. 18:00 | 33.8 | 11 | 22.8 | 58.2 | 0.2 | 0.2 | 0 | 0 | 0.5 | 141.9 | 1.9 | 0 | 14
Thu, 04.10. 19:00 | 38.5 | 14.8 | 23.7 | 62.5 | 0.2 | 0.2 | 0 | 0 | 0.3 | 132.2 | 2.4 | 0 | 13
Thu, 04.10. 20:00 | 41.6 | 18.3 | 23.3 | 65.5 | 0.1 | 0.1 | 0 | 0 | 0.3 | 106.4 | 2.5 | 0 | 12
Thu, 04.10. 21:00 | 41.2 | 18.8 | 22.4 | 65.1 | 0.1 | 0.1 | 0 | 0 | 0.3 | 95.9 | 2.5 | 0 | 12
Thu, 04.10. 22:00 | 25.2 | 13.6 | 11.6 | 50.4 | 0.1 | 0.1 | 0 | 0 | 0.2 | 79.6 | 1.4 | 0 | 12
Thu, 04.10. 23:00 | 19.5 | 12.6 | 6.9 | 45.2 | 0 | 0 | 0 | 0 | 0.2 | 67.1 | 0.8 | 0 | 12
Fri, 05.10. 00:00 | 21.4 | 17 | 4.4 | 47.4 | 0 | 0 | 0 | 0 | 0.2 | 34.6 | 0.5 | 0 | 11
Fri, 05.10. 01:00 | 20.4 | 18 | 2.4 | 46.5 | 0 | 0 | 0 | 0 | 0.2 | 18.6 | 0.3 | 0 | 11
Fri, 05.10. 02:00 | 17.2 | 16.6 | 0.6 | 43.6 | 0 | 0 | 0 | 0 | 0.2 | 9.6 | 0.1 | 0 | 11
Fri, 05.10. 03:00 | 19.4 | 18.7 | 0.7 | 45.8 | 0 | 0 | 0 | 0 | 0.2 | 9.2 | 0.1 | 0 | 11
Fri, 05.10. 04:00 | 22.7 | 20.3 | 2.4 | 48.9 | 0 | 0 | 0 | 0 | 0.2 | 11.5 | 0.3 | 0 | 11
Fri, 05.10. 05:00 | 32.3 | 25.1 | 7.2 | 58 | 0 | 0 | 0 | 0 | 0.2 | 21.7 | 0.8 | 0 | 11
Fri, 05.10. 06:00 | 53.6 | 32 | 21.6 | 77.7 | 0 | 0 | 0 | 0 | 0.3 | 43 | 2.4 | 0 | 11
Fri, 05.10. 07:00 | 52.3 | 27.7 | 24.6 | 76.3 | 0 | 0 | 0 | 0 | 1 | 54.3 | 2.5 | 0 | 12
Fri, 05.10. 08:00 | 45.8 | 21.7 | 24.1 | 70.2 | 0.1 | 0.1 | 0 | 0 | 1.8 | 52.2 | 2.1 | 0 | 13
Fri, 05.10. 09:00 | 37.3 | 13.1 | 24.2 | 61.8 | 0.1 | 0.1 | 0 | 0 | 2 | 44.4 | 1.8 | 0 | 15
Fri, 05.10. 10:00 | 38.8 | 12.5 | 26.3 | 63.5 | 0.4 | 0.4 | 0 | 0 | 2.1 | 38.6 | 1.6 | 0 | 16
Fri, 05.10. 11:00 | 39 | 11.4 | 27.6 | 63.7 | 0.6 | 0.6 | 0 | 0 | 2 | 40.6 | 1.5 | 0 | 17
Fri, 05.10. 12:00 | 39.6 | 10.9 | 28.7 | 64.4 | 0.6 | 0.6 | 0 | 0 | 1.8 | 46.5 | 1.4 | 0 | 17
Fri, 05.10. 13:00 | 39.1 | 11 | 28.1 | 63.9 | 0.8 | 0.8 | 0 | 0 | 1.7 | 57.4 | 1.4 | 0 | 18
Fri, 05.10. 14:00 | 34.6 | 10.4 | 24.2 | 59.6 | 0.2 | 0.2 | 0 | 0 | 1.6 | 65.7 | 1.2 | 0 | 15
Fri, 05.10. 15:00 | 37.9 | 14.2 | 23.7 | 63.1 | 0.2 | 0.2 | 0 | 0 | 1.5 | 84.1 | 1.2 | 0 | 14
Fri, 05.10. 16:00 | 34.8 | 13 | 21.8 | 59.9 | 0.2 | 0.2 | 0 | 0 | 1.2 | 111.3 | 1.3 | 0 | 14
Fri, 05.10. 17:00 | 42.6 | 17.5 | 25.1 | 67.3 | 0.2 | 0.2 | 0 | 0 | 0.8 | 144.7 | 1.8 | 0 | 13
Fri, 05.10. 18:00 | 41.1 | 19.4 | 21.7 | 65.8 | 0.1 | 0.1 | 0 | 0 | 0.4 | 134.9 | 1.8 | 0 | 12
Fri, 05.10. 19:00 | 47.1 | 21.9 | 25.2 | 71 | 0.1 | 0.1 | 0 | 0 | 0.3 | 140.1 | 2.6 | 0 | 12
Fri, 05.10. 20:00 | 43.2 | 20.2 | 23 | 67.3 | 0.1 | 0.1 | 0 | 0 | 0.3 | 105.3 | 2.5 | 0 | 12
Fri, 05.10. 21:00 | 40.5 | 19.5 | 21 | 64.6 | 0 | 0 | 0 | 0 | 0.3 | 89.6 | 2.4 | 0 | 12
Fri, 05.10. 22:00 | 24.5 | 13.5 | 11 | 49.7 | 0 | 0 | 0 | 0 | 0.2 | 75 | 1.3 | 0 | 12
Fri, 05.10. 23:00 | 21.6 | 14.2 | 7.4 | 47.1 | 0 | 0 | 0 | 0 | 0.2 | 72.4 | 0.9 | 0 | 12
Sat, 06.10. 00:00 | 22.7 | 17.8 | 4.9 | 48.7 | 0 | 0 | 0 | 0 | 0.2 | 51.9 | 0.6 | 0 | 11
Sat, 06.10. 01:00 | 20.4 | 17.6 | 2.8 | 46.6 | 0 | 0 | 0 | 0 | 0.2 | 29.4 | 0.3 | 0 | 11
Sat, 06.10. 02:00 | 14.5 | 12.9 | 1.6 | 40.8 | 0 | 0 | 0 | 0 | 0.2 | 18.8 | 0.2 | 0 | 12
Sat, 06.10. 03:00 | 14.5 | 13.8 | 0.7 | 41 | 0 | 0 | 0 | 0 | 0.2 | 11.5 | 0.1 | 0 | 12
Sat, 06.10. 04:00 | 23.6 | 22.1 | 1.5 | 50 | 0 | 0 | 0 | 0 | 0.2 | 10.9 | 0.2 | 0 | 11
Sat, 06.10. 05:00 | 24.4 | 22.9 | 1.5 | 50.8 | 0 | 0 | 0 | 0 | 0.2 | 11.6 | 0.2 | 0 | 12
Sat, 06.10. 06:00 | 36.1 | 33.8 | 2.3 | 62.4 | 0 | 0 | 0 | 0 | 0.2 | 11.3 | 0.2 | 0 | 11
Sat, 06.10. 07:00 | 41.4 | 36 | 5.4 | 67.5 | 0 | 0 | 0 | 0 | 0.4 | 13.4 | 0.5 | 0 | 11
Sat, 06.10. 08:00 | 47.2 | 34 | 13.2 | 72.3 | 0 | 0 | 0 | 0 | 0.5 | 19 | 1.4 | 0 | 11
Sat, 06.10. 09:00 | 51.7 | 27.2 | 24.5 | 75.7 | 0 | 0 | 0 | 0 | 0.6 | 25.2 | 2.6 | 0 | 12
Sat, 06.10. 10:00 | 60.2 | 31.5 | 28.7 | 83.9 | 0 | 0 | 0 | 0 | 0.6 | 46.9 | 2.9 | 0 | 11
Sat, 06.10. 11:00 | 54.3 | 24.3 | 30 | 78 | 0 | 0 | 0 | 0 | 0.5 | 54.1 | 2.8 | 0 | 12
Sat, 06.10. 12:00 | 56.3 | 25.3 | 31 | 80.2 | 0 | 0 | 0 | 0 | 0.6 | 79.2 | 2.7 | 0 | 12
Sat, 06.10. 13:00 | 52.4 | 24.6 | 27.8 | 76.8 | 0 | 0 | 0 | 0 | 0.5 | 89.5 | 2.1 | 0 | 12
Sat, 06.10. 14:00 | 49.2 | 23.6 | 25.6 | 74 | 0 | 0 | 0 | 0 | 0.5 | 86.4 | 1.8 | 0 | 12
Sat, 06.10. 15:00 | 46.7 | 23.4 | 23.3 | 71.7 | 0 | 0 | 0 | 0 | 0.4 | 81 | 1.6 | 0 | 12
Sat, 06.10. 16:00 | 48.5 | 24.4 | 24.1 | 73.5 | 0 | 0 | 0 | 0 | 0.4 | 86.8 | 1.6 | 0 | 12
Sat, 06.10. 17:00 | 43.5 | 21.9 | 21.6 | 68.5 | 0 | 0 | 0 | 0 | 0.3 | 79.9 | 1.6 | 0 | 12
Sat, 06.10. 18:00 | 43.1 | 23 | 20.1 | 67.9 | 0 | 0 | 0 | 0 | 0.3 | 84.2 | 1.8 | 0 | 12
Sat, 06.10. 19:00 | 48.4 | 26.6 | 21.8 | 72.8 | 0 | 0 | 0 | 0 | 0.3 | 90.2 | 2.2 | 0 | 12
Sat, 06.10. 20:00 | 44.7 | 25.8 | 18.9 | 69.2 | 0 | 0 | 0 | 0 | 0.3 | 75.4 | 2.1 | 0 | 12
Sat, 06.10. 21:00 | 36.9 | 23.3 | 13.6 | 61.9 | 0 | 0 | 0 | 0 | 0.2 | 65.1 | 1.5 | 0 | 12
Sat, 06.10. 22:00 | 25.5 | 14.9 | 10.6 | 50.9 | 0 | 0 | 0 | 0 | 0.2 | 61.7 | 1.3 | 0 | 12
Sat, 06.10. 23:00 | 21.3 | 14 | 7.3 | 47 | 0 | 0 | 0 | 0 | 0.2 | 60.8 | 0.9 | 0 | 12
Sun, 07.10. 00:00 | 18.7 | 13.6 | 5.1 | 44.6 | 0 | 0 | 0 | 0 | 0.2 | 65 | 0.6 | 0 | 12
Sun, 07.10. 01:00 | 16.3 | 13.5 | 2.8 | 42.5 | 0 | 0 | 0 | 0 | 0.2 | 53.6 | 0.4 | 0 | 12
Sun, 07.10. 02:00 | 15.9 | 14.2 | 1.7 | 42.2 | 0 | 0 | 0 | 0 | 0.2 | 38.1 | 0.2 | 0 | 12
Sun, 07.10. 03:00 | 14.9 | 14.2 | 0.7 | 41.3 | 0 | 0 | 0 | 0 | 0.2 | 18.3 | 0.1 | 0 | 12
Sun, 07.10. 04:00 | 19 | 17.3 | 1.7 | 45.3 | 0 | 0 | 0 | 0 | 0.2 | 11.9 | 0.2 | 0 | 12
Sun, 07.10. 05:00 | 31.1 | 29.3 | 1.8 | 57.2 | 0 | 0 | 0 | 0 | 0.2 | 9.4 | 0.3 | 0 | 11
Sun, 07.10. 06:00 | 45 | 42.5 | 2.5 | 70.8 | 0 | 0 | 0 | 0 | 0.2 | 9.8 | 0.4 | 0.1 | 10
Sun, 07.10. 07:00 | 43.7 | 38.5 | 5.2 | 69.2 | 0 | 0 | 0 | 0 | 0.2 | 11.1 | 0.7 | 0.1 | 11
Sun, 07.10. 08:00 | 43.3 | 30.7 | 12.6 | 67.9 | 0 | 0 | 0 | 0 | 0.3 | 11.2 | 1.5 | 0.1 | 12
Sun, 07.10. 09:00 | 48.2 | 24.9 | 23.3 | 71.7 | 0 | 0 | 0 | 0 | 0.3 | 12.9 | 2.8 | 0.1 | 13
Sun, 07.10. 10:00 | 41 | 18.2 | 22.8 | 64.5 | 0 | 0 | 0 | 0 | 0.3 | 13.8 | 2.7 | 0.1 | 14
Sun, 07.10. 11:00 | 41.3 | 15.5 | 25.8 | 64.4 | 0.2 | 0.2 | 0 | 0 | 0.3 | 21.8 | 3 | 0.1 | 16
Sun, 07.10. 12:00 | 38.7 | 14.9 | 23.8 | 62 | 0.2 | 0.2 | 0 | 0 | 0.3 | 32 | 2.7 | 0.1 | 16
Sun, 07.10. 13:00 | 33.9 | 14.5 | 19.4 | 57.9 | 0.2 | 0.2 | 0 | 0 | 0.3 | 43.2 | 2.2 | 0.1 | 16
Sun, 07.10. 14:00 | 30.8 | 13.9 | 16.9 | 55 | 0.2 | 0.2 | 0 | 0 | 0.3 | 59.2 | 1.9 | 0.1 | 16
Sun, 07.10. 15:00 | 29.6 | 14.4 | 15.2 | 54 | 0.4 | 0.4 | 0 | 0 | 0.3 | 57.1 | 1.7 | 0.1 | 17
Sun, 07.10. 16:00 | 26.6 | 13.1 | 13.5 | 51.2 | 0.2 | 0.2 | 0 | 0 | 0.3 | 59.8 | 1.5 | 0.1 | 16
Sun, 07.10. 17:00 | 36 | 20.8 | 15.2 | 60.4 | 0 | 0 | 0 | 0 | 0.2 | 66.4 | 1.7 | 0.1 | 13
Sun, 07.10. 18:00 | 43.5 | 26.4 | 17.1 | 67.7 | 0 | 0 | 0 | 0 | 0.2 | 86.6 | 2 | 0.1 | 12
Sun, 07.10. 19:00 | 52.7 | 35.7 | 17 | 77 | 0 | 0 | 0 | 0 | 0.2 | 86.9 | 2 | 0.1 | 10
Sun, 07.10. 20:00 | 67 | 49.7 | 17.3 | 89.9 | 0 | 0 | 0 | 0 | 0.2 | 86.1 | 2.4 | 0.1 | 9
Sun, 07.10. 21:00 | 59.5 | 45.9 | 13.6 | 82.9 | 0 | 0 | 0 | 0 | 0.2 | 67.7 | 1.9 | 0.1 | 9
Sun, 07.10. 22:00 | 47.6 | 37 | 10.6 | 71.7 | 0 | 0 | 0 | 0 | 0.2 | 57.4 | 1.5 | 0.1 | 9
Sun, 07.10. 23:00 | 53.4 | 46.5 | 6.9 | 76.7 | 0 | 0 | 0 | 0 | 0.2 | 46.4 | 1.3 | 0.1 | 8
Mon, 08.10. 00:00 | 48.5 | 44.4 | 4.1 | 72.2 | 0.1 | 0.1 | 0 | 0 | 0.2 | 33.1 | 1 | 0.1 | 8
Mon, 08.10. 01:00 | 71.7 | 69.4 | 2.3 | 93 | 0.1 | 0.1 | 0 | 0 | 0.2 | 18.3 | 1.4 | 0.1 | 6
Mon, 08.10. 02:00 | 68.4 | 67.7 | 0.7 | 90 | 0 | 0 | 0 | 0 | 0.2 | 9.9 | 1.2 | 0.1 | 6
Mon, 08.10. 03:00 | 75.9 | 75.1 | 0.8 | 97 | 0 | 0 | 0 | 0 | 0.2 | 9.5 | 1.3 | 0.1 | 6
Mon, 08.10. 04:00 | 94.2 | 91.6 | 2.6 | 113.6 | 0 | 0 | 0 | 0 | 0.2 | 12.2 | 1.9 | 0.1 | 5
Mon, 08.10. 05:00 | 118.4 | 110.4 | 8 | 135.8 | 0 | 0 | 0 | 0 | 0.3 | 24 | 2.7 | 0.1 | 5
Mon, 08.10. 06:00 | 141.8 | 120.5 | 21.3 | 157 | 0.1 | 0.1 | 0 | 0 | 0.3 | 42.2 | 4.4 | 0.1 | 5
Mon, 08.10. 07:00 | 97.7 | 75.1 | 22.6 | 118.3 | 0.1 | 0.1 | 0 | 0 | 0.9 | 49.5 | 3.1 | 0.1 | 9
Mon, 08.10. 08:00 | 87.3 | 61.9 | 25.4 | 109.4 | 0.2 | 0.2 | 0 | 0 | 1.9 | 54.8 | 2.7 | 0.1 | 11
Mon, 08.10. 09:00 | 69.5 | 44.1 | 25.4 | 92.2 | 0.3 | 0.3 | 0 | 0 | 2.2 | 46.6 | 2.2 | 0.1 | 14
Mon, 08.10. 10:00 | 66.3 | 38.5 | 27.8 | 89 | 0.5 | 0.5 | 0 | 0 | 2.2 | 40.4 | 2 | 0.1 | 16
Mon, 08.10. 11:00 | 63.8 | 35 | 28.8 | 86.9 | 0.8 | 0.8 | 0 | 0 | 2.1 | 42.2 | 1.8 | 0.1 | 17
Mon, 08.10. 12:00 | 58.8 | 31.1 | 27.7 | 82.3 | 0.7 | 0.7 | 0 | 0 | 1.8 | 44.6 | 1.6 | 0.1 | 17
Mon, 08.10. 13:00 | 59.7 | 32.1 | 27.6 | 83 | 1 | 1 | 0 | 0 | 1.7 | 56.3 | 1.7 | 0.1 | 18
Mon, 08.10. 14:00 | 51.2 | 28.7 | 22.5 | 74.8 | 0.9 | 0.9 | 0 | 0 | 1.5 | 60.5 | 1.4 | 0.1 | 18
Mon, 08.10. 15:00 | 52.5 | 30 | 22.5 | 76 | 0.9 | 0.9 | 0 | 0 | 1.4 | 79.3 | 1.5 | 0.1 | 18
Mon, 08.10. 16:00 | 51.4 | 29.6 | 21.8 | 74.7 | 0.5 | 0.5 | 0 | 0 | 1.2 | 110.2 | 1.6 | 0.1 | 16
Mon, 08.10. 17:00 | 53.1 | 29.8 | 23.3 | 76 | 0.3 | 0.3 | 0 | 0 | 0.8 | 134.1 | 2 | 0.1 | 15
Mon, 08.10. 18:00 | 60.9 | 39.5 | 21.4 | 83.7 | 0.2 | 0.2 | 0 | 0 | 0.4 | 132.1 | 2.1 | 0.1 | 12
Mon, 08.10. 19:00 | 71.4 | 46.1 | 25.3 | 93 | 0.2 | 0.2 | 0 | 0 | 0.4 | 140.1 | 3 | 0.1 | 12
Mon, 08.10. 20:00 | 74.1 | 49.7 | 24.4 | 95.6 | 0.1 | 0.1 | 0 | 0 | 0.3 | 110.7 | 3.1 | 0.1 | 11
Mon, 08.10. 21:00 | 77.1 | 57.1 | 20 | 98.2 | 0.1 | 0.1 | 0 | 0 | 0.2 | 85 | 2.9 | 0.1 | 9
Mon, 08.10. 22:00 | 49.5 | 38.8 | 10.7 | 73.2 | 0.1 | 0.1 | 0 | 0 | 0.2 | 72.7 | 1.6 | 0.1 | 9
Mon, 08.10. 23:00 | 34 | 27.2 | 6.8 | 59.6 | 0.1 | 0.1 | 0 | 0 | 0.2 | 65.7 | 0.9 | 0.1 | 10
Tue, 09.10. 00:00 | 30.8 | 26.3 | 4.5 | 56.8 | 0 | 0 | 0 | 0 | 0.2 | 34.9 | 0.6 | 0.1 | 10
Tue, 09.10. 01:00 | 51.2 | 48.8 | 2.4 | 74.9 | 0 | 0 | 0 | 0 | 0.2 | 18.5 | 0.9 | 0.1 | 8
Tue, 09.10. 02:00 | 55.9 | 55.3 | 0.6 | 79 | 0 | 0 | 0 | 0 | 0.2 | 9.5 | 0.8 | 0.1 | 7
Tue, 09.10. 03:00 | 59.3 | 58.6 | 0.7 | 82.2 | 0 | 0 | 0 | 0 | 0.2 | 8.7 | 0.9 | 0.1 | 7
Tue, 09.10. 04:00 | 83.9 | 81.2 | 2.7 | 104.7 | 0 | 0 | 0 | 0 | 0.2 | 12.2 | 1.5 | 0.1 | 6
Tue, 09.10. 05:00 | 108.8 | 101.5 | 7.3 | 127.2 | 0 | 0 | 0 | 0 | 0.2 | 21.7 | 2.5 | 0.1 | 5
Tue, 09.10. 06:00 | 135.8 | 115.7 | 20.1 | 151.8 | 0 | 0 | 0 | 0 | 0.3 | 39.6 | 4.1 | 0.1 | 5
Tue, 09.10. 07:00 | 120.3 | 95.8 | 24.5 | 139.1 | 0.1 | 0.1 | 0 | 0 | 1 | 53.8 | 3.6 | 0.1 | 8
Tue, 09.10. 08:00 | 82.7 | 59.4 | 23.3 | 105.2 | 0.1 | 0.1 | 0 | 0 | 1.8 | 50.1 | 2.5 | 0.1 | 11
Tue, 09.10. 09:00 | 71.6 | 46.4 | 25.2 | 94.3 | 0.2 | 0.2 | 0 | 0 | 2.2 | 46.2 | 2.2 | 0.1 | 14
Tue, 09.10. 10:00 | 64.9 | 38.7 | 26.2 | 88 | 0.3 | 0.3 | 0 | 0 | 2.1 | 38.2 | 1.9 | 0.1 | 15
Tue, 09.10. 11:00 | 66.1 | 37.2 | 28.9 | 89.3 | 0.5 | 0.5 | 0 | 0 | 2.1 | 42.2 | 1.8 | 0.1 | 16
Tue, 09.10. 12:00 | 64.1 | 34.9 | 29.2 | 87.4 | 0.7 | 0.7 | 0 | 0 | 1.9 | 46.9 | 1.7 | 0.1 | 17
Tue, 09.10. 13:00 | 62.4 | 34.5 | 27.9 | 85.7 | 0.9 | 0.9 | 0 | 0 | 1.7 | 56.8 | 1.7 | 0.1 | 18
Tue, 09.10. 14:00 | 58.1 | 33.5 | 24.6 | 81.6 | 0.9 | 0.9 | 0 | 0 | 1.6 | 66.3 | 1.6 | 0.1 | 18
Tue, 09.10. 15:00 | 52.9 | 30.9 | 22 | 76.6 | 0.9 | 0.9 | 0 | 0 | 1.4 | 76.9 | 1.4 | 0.1 | 18
Tue, 09.10. 16:00 | 52.7 | 31.1 | 21.6 | 76.2 | 0.5 | 0.5 | 0 | 0 | 1.2 | 109.1 | 1.6 | 0.1 | 16
Tue, 09.10. 17:00 | 54.5 | 32.8 | 21.7 | 77.7 | 0.2 | 0.2 | 0 | 0 | 0.7 | 124.8 | 1.9 | 0.1 | 14
Tue, 09.10. 18:00 | 80.1 | 56.4 | 23.7 | 102.6 | 0.2 | 0.2 | 0 | 0 | 0.5 | 146.1 | 2.4 | 0.1 | 10
Tue, 09.10. 19:00 | 79.8 | 55.9 | 23.9 | 101.8 | 0.2 | 0.2 | 0 | 0 | 0.3 | 132.2 | 2.9 | 0.1 | 10
Tue, 09.10. 20:00 | 108.1 | 82.8 | 25.3 | 126.9 | 0.1 | 0.1 | 0 | 0 | 0.3 | 114.9 | 3.8 | 0.1 | 8
Tue, 09.10. 21:00 | 93.6 | 72.5 | 21.1 | 113.3 | 0.1 | 0.1 | 0 | 0 | 0.3 | 89.6 | 3.4 | 0.1 | 8
Tue, 09.10. 22:00 | 74.4 | 63.1 | 11.3 | 95.6 | 0.1 | 0.1 | 0 | 0 | 0.2 | 76.5 | 2.3 | 0.1 | 7
Tue, 09.10. 23:00 | 56.6 | 49.7 | 6.9 | 79.9 | 0.1 | 0.1 | 0 | 0 | 0.2 | 66.4 | 1.4 | 0.1 | 8
Wed, 10.10. 00:00 | 67.5 | 62.7 | 4.8 | 89.6 | 0 | 0 | 0 | 0 | 0.2 | 37.5 | 1.5 | 0.1 | 7
Wed, 10.10. 01:00 | 72.1 | 69.8 | 2.3 | 93.6 | 0 | 0 | 0 | 0 | 0.2 | 18.1 | 1.4 | 0.1 | 6
Wed, 10.10. 02:00 | 86 | 85.2 | 0.8 | 106.1 | 0 | 0 | 0 | 0 | 0.2 | 10.7 | 1.6 | 0.1 | 5
Wed, 10.10. 03:00 | 83.7 | 83 | 0.7 | 104 | 0 | 0 | 0 | 0 | 0.2 | 8.9 | 1.5 | 0.1 | 5
Wed, 10.10. 04:00 | 74.6 | 71.9 | 2.7 | 96.7 | 0 | 0 | 0 | 0 | 0.2 | 12.2 | 1.3 | 0.1 | 7
Wed, 10.10. 05:00 | 103.3 | 96 | 7.3 | 122.7 | 0 | 0 | 0 | 0 | 0.2 | 22 | 2.3 | 0.1 | 6
Wed, 10.10. 06:00 | 132 | 110.2 | 21.8 | 149.1 | 0 | 0 | 0 | 0 | 0.3 | 43 | 4 | 0.1 | 7
Wed, 10.10. 07:00 | 124.7 | 100.6 | 24.1 | 143.4 | 0 | 0 | 0 | 0 | 1 | 52.7 | 3.6 | 0.1 | 8
Wed, 10.10. 08:00 | 94.4 | 70.8 | 23.6 | 116.6 | 0.1 | 0.1 | 0 | 0 | 1.8 | 50.7 | 2.6 | 0.1 | 10
Wed, 10.10. 09:00 | 87.1 | 62.6 | 24.5 | 109.9 | 0.1 | 0.1 | 0 | 0 | 2.1 | 44.8 | 2.2 | 0.1 | 11
Wed, 10.10. 10:00 | 74.4 | 47.9 | 26.5 | 97.2 | 0.1 | 0.1 | 0 | 0 | 2.1 | 38.6 | 2 | 0.1 | 14
Wed, 10.10. 11:00 | 69.7 | 41.4 | 28.3 | 92.7 | 0.1 | 0.1 | 0 | 0 | 2 | 41.4 | 1.8 | 0.1 | 15
Wed, 10.10. 12:00 | 61.9 | 35.6 | 26.3 | 85.5 | 0.1 | 0.1 | 0 | 0 | 1.7 | 42.3 | 1.6 | 0.1 | 15
Wed, 10.10. 13:00 | 63.9 | 37.2 | 26.7 | 87.2 | 0.3 | 0.3 | 0 | 0 | 1.6 | 54.1 | 1.6 | 0.1 | 16
Wed, 10.10. 14:00 | 61.3 | 37.1 | 24.2 | 84.6 | 0.5 | 0.5 | 0 | 0 | 1.6 | 65 | 1.6 | 0.1 | 17
Wed, 10.10. 15:00 | 58.7 | 36.1 | 22.6 | 82.1 | 0.5 | 0.5 | 0 | 0 | 1.4 | 79.3 | 1.5 | 0.1 | 17
Wed, 10.10. 16:00 | 58.6 | 36.3 | 22.3 | 81.8 | 0.1 | 0.1 | 0 | 0 | 1.3 | 112.4 | 1.7 | 0.1 | 15
Wed, 10.10. 17:00 | 65.9 | 42.7 | 23.2 | 88.6 | 0.1 | 0.1 | 0 | 0 | 0.8 | 132.8 | 2.1 | 0.1 | 13
Wed, 10.10. 18:00 | 79.8 | 57.5 | 22.3 | 102.4 | 0.1 | 0.1 | 0 | 0 | 0.5 | 137.7 | 2.3 | 0.1 | 10
Wed, 10.10. 19:00 | 100.4 | 77.8 | 22.6 | 119.9 | 0.1 | 0.1 | 0 | 0 | 0.3 | 124.4 | 3.3 | 0.1 | 8
Wed, 10.10. 20:00 | 105.8 | 82.1 | 23.7 | 124.6 | 0 | 0 | 0 | 0 | 0.3 | 107.4 | 3.7 | 0.1 | 8
Wed, 10.10. 21:00 | 105.9 | 83 | 22.9 | 124.6 | 0 | 0 | 0 | 0 | 0.3 | 96.9 | 3.7 | 0.1 | 8
Wed, 10.10. 22:00 | 64.9 | 53.6 | 11.3 | 87.3 | 0 | 0 | 0 | 0 | 0.2 | 76.5 | 2 | 0.1 | 8
Wed, 10.10. 23:00 | 63.2 | 55.7 | 7.5 | 86 | 0 | 0 | 0 | 0 | 0.2 | 73 | 1.6 | 0.1 | 8
Thu, 11.10. 00:00 | 51.9 | 47.2 | 4.7 | 75.7 | 0 | 0 | 0 | 0 | 0.2 | 37.1 | 1.1 | 0.1 | 8
Thu, 11.10. 01:00 | 37.5 | 35.1 | 2.4 | 62.8 | 0 | 0 | 0 | 0 | 0.2 | 18.5 | 0.5 | 0.1 | 9
Thu, 11.10. 02:00 | 25.5 | 24.8 | 0.7 | 52.4 | 0 | 0 | 0 | 0 | 0.2 | 10.5 | 0.1 | 0.1 | 10
Thu, 11.10. 03:00 | 25.1 | 24.4 | 0.7 | 52 | 0 | 0 | 0 | 0 | 0.2 | 8.7 | 0.1 | 0.1 | 10
Thu, 11.10. 04:00 | 31.9 | 29.4 | 2.5 | 58.5 | 0 | 0 | 0 | 0 | 0.2 | 12 | 0.3 | 0.1 | 10
Thu, 11.10. 05:00 | 38.3 | 31.1 | 7.2 | 64.2 | 0 | 0 | 0 | 0 | 0.2 | 21.5 | 0.9 | 0.1 | 11
Thu, 11.10. 06:00 | 59.8 | 39.5 | 20.3 | 84 | 0 | 0 | 0 | 0 | 0.3 | 40 | 2.4 | 0.1 | 11
Thu, 11.10. 07:00 | 56.6 | 34.7 | 21.9 | 80.9 | 0 | 0 | 0 | 0 | 0.9 | 48 | 2.3 | 0.1 | 12
Thu, 11.10. 08:00 | 57.7 | 34.3 | 23.4 | 82.2 | 0 | 0 | 0 | 0 | 1.8 | 50.1 | 2.1 | 0.1 | 12
Thu, 11.10. 09:00 | 52.6 | 28.8 | 23.8 | 77.5 | 0 | 0 | 0 | 0 | 2 | 43.5 | 1.8 | 0.1 | 13
Thu, 11.10. 10:00 | 51 | 24.7 | 26.3 | 75.9 | 0 | 0 | 0 | 0 | 2.1 | 38.2 | 1.7 | 0.1 | 14
Thu, 11.10. 11:00 | 43.8 | 18 | 25.8 | 68.9 | 0 | 0 | 0 | 0 | 1.9 | 37.7 | 1.4 | 0.1 | 15
Thu, 11.10. 12:00 | 47.2 | 18.5 | 28.7 | 72.3 | 0 | 0 | 0 | 0 | 1.8 | 46 | 1.4 | 0.1 | 15
Thu, 11.10. 13:00 | 42.6 | 17 | 25.6 | 67.9 | 0 | 0 | 0 | 0 | 1.6 | 51.9 | 1.3 | 0.1 | 15
Thu, 11.10. 14:00 | 42.6 | 17.9 | 24.7 | 67.9 | 0 | 0 | 0 | 0 | 1.6 | 66.3 | 1.3 | 0.1 | 15
Thu, 11.10. 15:00 | 43.3 | 18.6 | 24.7 | 68.5 | 0 | 0 | 0 | 0 | 1.6 | 86.5 | 1.3 | 0.1 | 15
Thu, 11.10. 16:00 | 41.8 | 19.9 | 21.9 | 67 | 0 | 0 | 0 | 0 | 1.2 | 110.2 | 1.3 | 0.1 | 14
Thu, 11.10. 17:00 | 45.2 | 22.5 | 22.7 | 70.1 | 0 | 0 | 0 | 0 | 0.7 | 130.1 | 1.7 | 0.1 | 13
Thu, 11.10. 18:00 | 50.2 | 27.4 | 22.8 | 75 | 0 | 0 | 0 | 0 | 0.5 | 140.5 | 2 | 0.1 | 12
Thu, 11.10. 19:00 | 56.8 | 33 | 23.8 | 80.9 | 0 | 0 | 0 | 0 | 0.3 | 130.9 | 2.5 | 0.1 | 11
Thu, 11.10. 20:00 | 79.9 | 57.3 | 22.6 | 101.6 | 0 | 0 | 0 | 0 | 0.3 | 102.1 | 3 | 0.1 | 8
Thu, 11.10. 21:00 | 71.3 | 49 | 22.3 | 94 | 0 | 0 | 0 | 0 | 0.3 | 94.1 | 2.9 | 0.1 | 9
Thu, 11.10. 22:00 | 38.4 | 26.8 | 11.6 | 64 | 0 | 0 | 0 | 0 | 0.3 | 78.8 | 1.4 | 0.1 | 10
Thu, 11.10. 23:00 | 29 | 22.7 | 6.3 | 55.3 | 0 | 0 | 0 | 0 | 0.2 | 61.1 | 0.8 | 0.1 | 10
Fri, 12.10. 00:00 | 30.9 | 26.4 | 4.5 | 57.3 | 0 | 0 | 0 | 0 | 0.2 | 35.3 | 0.6 | 0.1 | 10
Fri, 12.10. 01:00 | 28.4 | 26.1 | 2.3 | 55 | 0 | 0 | 0 | 0 | 0.2 | 17.7 | 0.3 | 0.1 | 10
Fri, 12.10. 02:00 | 29.6 | 28.8 | 0.8 | 56.4 | 0 | 0 | 0 | 0 | 0.2 | 10.8 | 0.1 | 0.1 | 10
Fri, 12.10. 03:00 | 28.6 | 27.9 | 0.7 | 55.4 | 0 | 0 | 0 | 0 | 0.2 | 8.7 | 0.1 | 0.1 | 10
Fri, 12.10. 04:00 | 38 | 35.5 | 2.5 | 64.5 | 0 | 0 | 0 | 0 | 0.2 | 11.9 | 0.4 | 0.1 | 10
Fri, 12.10. 05:00 | 58.3 | 50.9 | 7.4 | 83.5 | 0 | 0 | 0 | 0 | 0.2 | 22.2 | 1 | 0.1 | 10
Fri, 12.10. 06:00 | 97.6 | 74.4 | 23.2 | 119.9 | 0 | 0 | 0 | 0 | 0.3 | 45.6 | 3 | 0.1 | 10
Fri, 12.10. 07:00 | 95.3 | 71.3 | 24 | 118.1 | 0 | 0 | 0 | 0 | 1 | 52.2 | 2.8 | 0.1 | 10
Fri, 12.10. 08:00 | 88.7 | 65.1 | 23.6 | 112.4 | 0 | 0 | 0 | 0 | 1.8 | 50.7 | 2.4 | 0.1 | 10
Fri, 12.10. 09:00 | 85.5 | 59.8 | 25.7 | 109.3 | 0 | 0 | 0 | 0 | 2.2 | 46.6 | 2.1 | 0.1 | 11
Fri, 12.10. 10:00 | 78.2 | 52.9 | 25.3 | 102.5 | 0 | 0 | 0 | 0 | 2 | 36.7 | 1.8 | 0.1 | 11
Fri, 12.10. 11:00 | 75.9 | 47.4 | 28.5 | 100.3 | 0 | 0 | 0 | 0 | 2 | 41.4 | 1.7 | 0.1 | 12
Fri, 12.10. 12:00 | 64.5 | 38.1 | 26.4 | 89.2 | 0 | 0 | 0 | 0 | 1.7 | 42.3 | 1.5 | 0.1 | 13
Fri, 12.10. 13:00 | 62.4 | 36 | 26.4 | 87 | 0 | 0 | 0 | 0 | 1.6 | 53.5 | 1.5 | 0.1 | 14
Fri, 12.10. 14:00 | 65 | 40.4 | 24.6 | 89.6 | 0 | 0 | 0 | 0 | 1.6 | 65.7 | 1.5 | 0.1 | 13
Fri, 12.10. 15:00 | 71.7 | 48.5 | 23.2 | 96.5 | 0 | 0 | 0 | 0 | 1.5 | 80.9 | 1.4 | 0.1 | 11
Fri, 12.10. 16:00 | 64.9 | 44.2 | 20.7 | 89.6 | 0 | 0 | 0 | 0 | 1.2 | 103.7 | 1.4 | 0.1 | 11
Fri, 12.10. 17:00 | 73.8 | 50.8 | 23 | 98 | 0 | 0 | 0 | 0 | 0.8 | 131.4 | 1.9 | 0.1 | 10
Fri, 12.10. 18:00 | 88 | 64.8 | 23.2 | 110.4 | 0 | 0 | 0 | 0 | 0.5 | 141.9 | 2.4 | 0.1 | 9
Fri, 12.10. 19:00 | 101.8 | 77.5 | 24.3 | 122.3 | 0 | 0 | 0 | 0 | 0.3 | 133.6 | 3.3 | 0.1 | 8
Fri, 12.10. 20:00 | 123.3 | 99.2 | 24.1 | 141 | 0 | 0 | 0 | 0 | 0.3 | 108.5 | 4 | 0.1 | 6
Fri, 12.10. 21:00 | 122.2 | 99.4 | 22.8 | 139.9 | 0 | 0 | 0 | 0 | 0.3 | 95.9 | 4 | 0.1 | 6
Fri, 12.10. 22:00 | 97.9 | 86.3 | 11.6 | 116.9 | 0 | 0 | 0 | 0 | 0.3 | 78.1 | 2.8 | 0.1 | 5
Fri, 12.10. 23:00 | 106.4 | 99.1 | 7.3 | 124.5 | 0 | 0 | 0 | 0 | 0.2 | 70.4 | 2.7 | 0.1 | 4
Sat, 13.10. 00:00 | 97.4 | 92.4 | 5 | 116.3 | 0 | 0 | 0 | 0 | 0.2 | 53 | 2.4 | 0.1 | 4
Sat, 13.10. 01:00 | 97.4 | 94.5 | 2.9 | 116.4 | 0 | 0 | 0 | 0 | 0.2 | 30.9 | 2.1 | 0.1 | 4
Sat, 13.10. 02:00 | 112.1 | 110.3 | 1.8 | 129.6 | 0 | 0 | 0 | 0 | 0.2 | 20.8 | 2.4 | 0.1 | 3
Sat, 13.10. 03:00 | 111.2 | 110.4 | 0.8 | 128.8 | 0 | 0 | 0 | 0 | 0.2 | 12.2 | 2.3 | 0.1 | 3
Sat, 13.10. 04:00 | 95.7 | 94.2 | 1.5 | 115.4 | 0 | 0 | 0 | 0 | 0.2 | 11.1 | 1.8 | 0.1 | 5
Sat, 13.10. 05:00 | 113.9 | 112.3 | 1.6 | 132.4 | 0 | 0 | 0 | 0 | 0.2 | 12.2 | 2.1 | 0.1 | 5
Sat, 13.10. 06:00 | 140.1 | 137.7 | 2.4 | 156.4 | 0 | 0 | 0 | 0 | 0.3 | 12.5 | 2.6 | 0.1 | 5
Sat, 13.10. 07:00 | 121.6 | 116 | 5.6 | 140.5 | 0 | 0 | 0 | 0 | 0.4 | 13.7 | 2.1 | 0.1 | 7
Sat, 13.10. 08:00 | 119.9 | 105.4 | 14.5 | 139.4 | 0 | 0 | 0 | 0 | 0.6 | 20.7 | 2.7 | 0.1 | 8
Sat, 13.10. 09:00 | 93.2 | 68.7 | 24.5 | 114.9 | 0 | 0 | 0 | 0 | 0.6 | 25 | 3.2 | 0.1 | 10
Sat, 13.10. 10:00 | 74.5 | 49.3 | 25.2 | 96.7 | 0 | 0 | 0 | 0 | 0.5 | 40.8 | 3 | 0.1 | 12
Sat, 13.10. 11:00 | 76.4 | 47 | 29.4 | 98.3 | 0 | 0 | 0 | 0 | 0.5 | 52.5 | 3.2 | 0.1 | 13
Sat, 13.10. 12:00 | 78.8 | 48.4 | 30.4 | 100.8 | 0 | 0 | 0 | 0 | 0.6 | 76.9 | 3 | 0.1 | 13
Sat, 13.10. 13:00 | 68.7 | 43.4 | 25.3 | 91.6 | 0 | 0 | 0 | 0 | 0.5 | 80.7 | 2.3 | 0.1 | 13
Sat, 13.10. 14:00 | 77.8 | 49.7 | 28.1 | 100.3 | 0 | 0 | 0 | 0 | 0.5 | 93.3 | 2.5 | 0.1 | 13
Sat, 13.10. 15:00 | 69 | 44.5 | 24.5 | 91.7 | 0 | 0 | 0 | 0 | 0.5 | 84.3 | 2.1 | 0.1 | 14
Sat, 13.10. 16:00 | 64.6 | 43.2 | 21.4 | 87.9 | 0 | 0 | 0 | 0 | 0.4 | 76.1 | 1.9 | 0.1 | 13
Sat, 13.10. 17:00 | 77.2 | 53.3 | 23.9 | 99.5 | 0 | 0 | 0 | 0 | 0.3 | 87.5 | 2.4 | 0.1 | 12
Sat, 13.10. 18:00 | 81.2 | 59.8 | 21.4 | 103.2 | 0 | 0 | 0 | 0 | 0.3 | 88.6 | 2.5 | 0.1 | 11
Sat, 13.10. 19:00 | 80.6 | 60.5 | 20.1 | 102.2 | 0 | 0 | 0 | 0 | 0.2 | 81.9 | 2.7 | 0.1 | 11
Sat, 13.10. 20:00 | 84.9 | 66.6 | 18.3 | 106.5 | 0 | 0 | 0 | 0 | 0.3 | 72.6 | 2.7 | 0.1 | 10
Sat, 13.10. 21:00 | 69.8 | 56.1 | 13.7 | 92.1 | 0 | 0 | 0 | 0 | 0.2 | 65.1 | 2.2 | 0.1 | 11
Sat, 13.10. 22:00 | 39.7 | 28.8 | 10.9 | 64.7 | 0 | 0 | 0 | 0 | 0.2 | 62.9 | 1.5 | 0.1 | 11
Sat, 13.10. 23:00 | 30.9 | 23.9 | 7 | 56.8 | 0 | 0 | 0 | 0 | 0.2 | 58.4 | 1 | 0.1 | 11
Sun, 14.10. 00:00 | 22.9 | 17.9 | 5 | 49.6 | 0 | 0 | 0 | 0 | 0.2 | 63.1 | 0.6 | 0.1 | 11
Sun, 14.10. 01:00 | 21.9 | 18.9 | 3 | 48.9 | 0 | 0 | 0 | 0 | 0.2 | 55.2 | 0.3 | 0.1 | 11
Sun, 14.10. 02:00 | 25.9 | 24.2 | 1.7 | 53.1 | 0 | 0 | 0 | 0 | 0.2 | 38.1 | 0.2 | 0.1 | 10
Sun, 14.10. 03:00 | 22.7 | 22.1 | 0.6 | 50 | 0 | 0 | 0 | 0 | 0.2 | 17 | 0.1 | 0.1 | 10
Sun, 14.10. 04:00 | 26.2 | 24.7 | 1.5 | 53.4 | 0 | 0 | 0 | 0 | 0.2 | 10.9 | 0.2 | 0.1 | 10
Sun, 14.10. 05:00 | 37.5 | 35.6 | 1.9 | 64.7 | 0 | 0 | 0 | 0 | 0.2 | 10.1 | 0.2 | 0.1 | 10
Sun, 14.10. 06:00 | 40.2 | 38 | 2.2 | 67.4 | 0 | 0 | 0 | 0 | 0.2 | 9.2 | 0.2 | 0.1 | 10
Sun, 14.10. 07:00 | 48.8 | 43.3 | 5.5 | 75.6 | 0 | 0 | 0 | 0 | 0.3 | 11.5 | 0.6 | 0.1 | 10
Sun, 14.10. 08:00 | 53.8 | 40.7 | 13.1 | 79.6 | 0 | 0 | 0 | 0 | 0.3 | 11.5 | 1.5 | 0.1 | 10
Sun, 14.10. 09:00 | 54.7 | 31.6 | 23.1 | 79.4 | 0 | 0 | 0 | 0 | 0.3 | 12.6 | 2.7 | 0.1 | 11
Sun, 14.10. 10:00 | 51.1 | 25.8 | 25.3 | 75.5 | 0 | 0 | 0 | 0 | 0.3 | 15.2 | 2.9 | 0.1 | 12
Sun, 14.10. 11:00 | 55.1 | 26.9 | 28.2 | 79.2 | 0 | 0 | 0 | 0 | 0.3 | 23.6 | 3.2 | 0.1 | 12
Sun, 14.10. 12:00 | 43.7 | 20.3 | 23.4 | 68.4 | 0 | 0 | 0 | 0 | 0.3 | 31.1 | 2.6 | 0.1 | 13
Sun, 14.10. 13:00 | 33.3 | 13.4 | 19.9 | 58.4 | 0 | 0 | 0 | 0 | 0.3 | 43.6 | 2.2 | 0.1 | 15
Sun, 14.10. 14:00 | 28.3 | 12 | 16.3 | 53.8 | 0 | 0 | 0 | 0 | 0.3 | 56.3 | 1.8 | 0.1 | 15
Sun, 14.10. 15:00 | 27.9 | 12.9 | 15 | 53.5 | 0 | 0 | 0 | 0 | 0.3 | 56 | 1.6 | 0.1 | 15
Sun, 14.10. 16:00 | 29.3 | 15.4 | 13.9 | 55 | 0 | 0 | 0 | 0 | 0.3 | 60.4 | 1.5 | 0.1 | 14
Sun, 14.10. 17:00 | 37.4 | 20.8 | 16.6 | 62.9 | 0 | 0 | 0 | 0 | 0.3 | 71.8 | 1.8 | 0.1 | 13
Sun, 14.10. 18:00 | 36.7 | 20.1 | 16.6 | 62.2 | 0 | 0 | 0 | 0 | 0.2 | 83.3 | 1.9 | 0.1 | 13
Sun, 14.10. 19:00 | 38.9 | 21.1 | 17.8 | 64.1 | 0 | 0 | 0 | 0 | 0.2 | 89.6 | 2 | 0.1 | 13
Sun, 14.10. 20:00 | 43.6 | 26 | 17.6 | 68.9 | 0 | 0 | 0 | 0 | 0.2 | 86.9 | 2 | 0.1 | 12
Sun, 14.10. 21:00 | 34 | 20.1 | 13.9 | 59.7 | 0 | 0 | 0 | 0 | 0.2 | 68.4 | 1.6 | 0.1 | 13
Sun, 14.10. 22:00 | 22.1 | 11.5 | 10.6 | 48.1 | 0 | 0 | 0 | 0 | 0.2 | 56.8 | 1.3 | 0.1 | 13
Sun, 14.10. 23:00 | 20.2 | 13.4 | 6.8 | 46.7 | 0 | 0 | 0 | 0 | 0.2 | 45 | 0.8 | 0.1 | 12
Mon, 15.10. 00:00 | 21 | 16.4 | 4.6 | 47.4 | 0 | 0 | 0 | 0 | 0.2 | 36.4 | 0.6 | 0.1 | 12
Mon, 15.10. 01:00 | 23.6 | 21.2 | 2.4 | 50.4 | 0 | 0 | 0 | 0 | 0.2 | 18.3 | 0.3 | 0.1 | 11
Mon, 15.10. 02:00 | 27.2 | 26.5 | 0.7 | 54.3 | 0 | 0 | 0 | 0 | 0.2 | 10.2 | 0.1 | 0.1 | 10
Mon, 15.10. 03:00 | 23.4 | 22.7 | 0.7 | 50.4 | 0 | 0 | 0 | 0 | 0.2 | 8.9 | 0.1 | 0.1 | 11
Mon, 15.10. 04:00 | 31.7 | 29.1 | 2.6 | 58.2 | 0 | 0 | 0 | 0 | 0.2 | 12 | 0.4 | 0.1 | 11
Mon, 15.10. 05:00 | 55.1 | 46.9 | 8.2 | 80.1 | 0 | 0 | 0 | 0 | 0.3 | 24.2 | 1.2 | 0.1 | 11
Mon, 15.10. 06:00 | 79.3 | 58.2 | 21.1 | 102 | 0 | 0 | 0 | 0 | 0.3 | 41.3 | 2.8 | 0.1 | 11
Mon, 15.10. 07:00 | 85.6 | 59.8 | 25.8 | 107.9 | 0 | 0 | 0 | 0 | 1 | 55.8 | 3.1 | 0.1 | 12
Mon, 15.10. 08:00 | 75.3 | 51.1 | 24.2 | 98.8 | 0 | 0 | 0 | 0 | 1.9 | 51.7 | 2.5 | 0.1 | 12
Mon, 15.10. 09:00 | 70.3 | 46.3 | 24 | 94.3 | 0 | 0 | 0 | 0 | 2.1 | 43.5 | 2 | 0.1 | 12
Mon, 15.10. 10:00 | 62.8 | 39.7 | 23.1 | 87.3 | 0 | 0 | 0 | 0 | 1.9 | 33.3 | 1.6 | 0.1 | 12
Mon, 15.10. 11:00 | 66.4 | 38.6 | 27.8 | 90.8 | 0 | 0 | 0 | 0 | 2 | 40.2 | 1.7 | 0.1 | 13
Mon, 15.10. 12:00 | 68.7 | 37.1 | 31.6 | 92.9 | 0 | 0 | 0 | 0 | 2 | 50.2 | 1.8 | 0.1 | 14
Mon, 15.10. 13:00 | 60.9 | 33.5 | 27.4 | 85.4 | 0 | 0 | 0 | 0 | 1.7 | 55.2 | 1.5 | 0.1 | 14
Mon, 15.10. 14:00 | 56.7 | 32.6 | 24.1 | 81.3 | 0 | 0 | 0 | 0 | 1.6 | 64.4 | 1.4 | 0.1 | 14
Mon, 15.10. 15:00 | 55.9 | 32.5 | 23.4 | 80.4 | 0 | 0 | 0 | 0 | 1.5 | 80.9 | 1.4 | 0.1 | 14
Mon, 15.10. 16:00 | 58.7 | 36 | 22.7 | 83.1 | 0 | 0 | 0 | 0 | 1.3 | 113.5 | 1.6 | 0.1 | 13
Mon, 15.10. 17:00 | 61.7 | 38.3 | 23.4 | 85.7 | 0 | 0 | 0 | 0 | 0.8 | 132.8 | 1.9 | 0.1 | 12
Mon, 15.10. 18:00 | 67.5 | 46.3 | 21.2 | 91.5 | 0 | 0 | 0 | 0 | 0.4 | 129.4 | 2.1 | 0.1 | 10
Mon, 15.10. 19:00 | 106.9 | 83.2 | 23.7 | 126.2 | 0 | 0 | 0 | 0 | 0.3 | 129.6 | 3.6 | 0.1 | 7
Mon, 15.10. 20:00 | 129.2 | 105.6 | 23.6 | 145.8 | 0 | 0 | 0 | 0 | 0.3 | 106.4 | 4.4 | 0.1 | 5
Mon, 15.10. 21:00 | 125.1 | 103.3 | 21.8 | 142 | 0 | 0 | 0 | 0 | 0.3 | 91.4 | 4.2 | 0.1 | 5
Mon, 15.10. 22:00 | 104.9 | 93.6 | 11.3 | 123.1 | 0 | 0 | 0 | 0 | 0.2 | 75.8 | 3.1 | 0.1 | 4
Mon, 15.10. 23:00 | 110.6 | 103.7 | 6.9 | 128.3 | 0 | 0 | 0 | 0 | 0.2 | 66.4 | 2.9 | 0.1 | 3
Tue, 16.10. 00:00 | 113.6 | 109 | 4.6 | 131 | 0 | 0 | 0 | 0 | 0.2 | 35.7 | 2.8 | 0.1 | 3
Tue, 16.10. 01:00 | 123.4 | 120.7 | 2.7 | 140.1 | 0 | 0 | 0 | 0 | 0.2 | 20.1 | 2.7 | 0.1 | 3
Tue, 16.10. 02:00 | 112.4 | 111.7 | 0.7 | 130.2 | 0 | 0 | 0 | 0 | 0.2 | 10.4 | 2.3 | 0.1 | 3
Tue, 16.10. 03:00 | 124.1 | 123.4 | 0.7 | 140.6 | 0 | 0 | 0 | 0 | 0.2 | 8.9 | 2.7 | 0.1 | 2
Tue, 16.10. 04:00 | 135.9 | 133.5 | 2.4 | 151.7 | 0 | 0 | 0 | 0 | 0.2 | 11.4 | 3 | 0.1 | 2
Tue, 16.10. 05:00 | 184.8 | 177 | 7.8 | 196.1 | 0 | 0 | 0 | 0 | 0.3 | 22.9 | 4.5 | 0.1 | 2
Tue, 16.10. 06:00 | 243.7 | 221.5 | 22.2 | 249.2 | 0 | 0 | 0 | 0 | 0.3 | 43.5 | 7.1 | 0.1 | 2
Tue, 16.10. 07:00 | 199.8 | 176.9 | 22.9 | 211.3 | 0 | 0 | 0 | 0 | 0.9 | 49.5 | 5.3 | 0.1 | 5
Tue, 16.10. 08:00 | 185.9 | 161.8 | 24.1 | 199.9 | 0 | 0 | 0 | 0 | 1.9 | 51.2 | 4.6 | 0.1 | 6
Tue, 16.10. 09:00 | 157.5 | 130.9 | 26.6 | 175.3 | 0 | 0 | 0 | 0 | 2.3 | 48 | 3.4 | 0.1 | 9
Tue, 16.10. 10:00 | 131.3 | 105 | 26.3 | 151.5 | 0 | 0 | 0 | 0 | 2.2 | 37.8 | 2.7 | 0.1 | 10
Tue, 16.10. 11:00 | 117.3 | 90.4 | 26.9 | 138.1 | 0 | 0 | 0 | 0 | 2 | 39 | 2.3 | 0.1 | 11
Tue, 16.10. 12:00 | 112.3 | 83 | 29.3 | 132.9 | 0 | 0 | 0 | 0 | 1.9 | 46.5 | 2.3 | 0.1 | 13
Tue, 16.10. 13:00 | 110.3 | 82.3 | 28 | 131 | 0 | 0 | 0 | 0 | 1.7 | 56.3 | 2.2 | 0.1 | 13
Tue, 16.10. 14:00 | 96.9 | 74.9 | 22 | 118.7 | 0 | 0 | 0 | 0 | 1.5 | 58.6 | 1.9 | 0.1 | 12
Tue, 16.10. 15:00 | 105.1 | 82 | 23.1 | 126.1 | 0 | 0 | 0 | 0 | 1.5 | 80.1 | 2.1 | 0.1 | 12
Tue, 16.10. 16:00 | 111.2 | 89.6 | 21.6 | 132 | 0 | 0 | 0 | 0 | 1.2 | 108.1 | 2.3 | 0.1 | 10
Tue, 16.10. 17:00 | 141 | 116.9 | 24.1 | 157.9 | 0 | 0 | 0 | 0 | 0.8 | 136.8 | 3.5 | 0.1 | 8
Tue, 16.10. 18:00 | 160.1 | 137.5 | 22.6 | 174.4 | 0 | 0 | 0 | 0 | 0.5 | 137.7 | 4.3 | 0.1 | 6
Tue, 16.10. 19:00 | 165.3 | 141.6 | 23.7 | 178.2 | 0 | 0 | 0 | 0 | 0.3 | 129.6 | 5 | 0.1 | 6
Tue, 16.10. 20:00 | 187.3 | 162.2 | 25.1 | 197.6 | 0 | 0 | 0 | 0 | 0.3 | 112.8 | 5.9 | 0.1 | 5
Tue, 16.10. 21:00 | 174.3 | 153.1 | 21.2 | 185.3 | 0 | 0 | 0 | 0 | 0.3 | 88.6 | 5.6 | 0.1 | 4
Tue, 16.10. 22:00 | 114.3 | 103.3 | 11 | 131.7 | 0 | 0 | 0 | 0 | 0.2 | 73.4 | 3.3 | 0.1 | 4
Tue, 16.10. 23:00 | 119.6 | 112.7 | 6.9 | 136.6 | 0 | 0 | 0 | 0 | 0.2 | 66.4 | 3.1 | 0.1 | 3
Wed, 17.10. 00:00 | 91.3 | 86.4 | 4.9 | 111.5 | 0 | 0 | 0 | 0 | 0.2 | 37.5 | 2.1 | 0.1 | 5
Wed, 17.10. 01:00 | 112.9 | 110.3 | 2.6 | 130.7 | 0 | 0 | 0 | 0 | 0.2 | 19.4 | 2.5 | 0.1 | 3
Wed, 17.10. 02:00 | 109.6 | 108.8 | 0.8 | 127.8 | 0 | 0 | 0 | 0 | 0.2 | 10.7 | 2.2 | 0.1 | 3
Wed, 17.10. 03:00 | 114.9 | 114.2 | 0.7 | 132.5 | 0 | 0 | 0 | 0 | 0.2 | 8.7 | 2.5 | 0.1 | 2
Wed, 17.10. 04:00 | 88.6 | 85.9 | 2.7 | 110 | 0 | 0 | 0 | 0 | 0.2 | 12.2 | 1.6 | 0.1 | 6
Wed, 17.10. 05:00 | 118.3 | 110.3 | 8 | 137.4 | 0 | 0 | 0 | 0 | 0.3 | 23.8 | 2.5 | 0.1 | 6
Wed, 17.10. 06:00 | 146 | 123.3 | 22.7 | 162.7 | 0 | 0 | 0 | 0 | 0.3 | 44.3 | 4.3 | 0.1 | 7
Wed, 17.10. 07:00 | 133.9 | 111.5 | 22.4 | 152.3 | 0 | 0 | 0 | 0 | 0.9 | 48.5 | 3.8 | 0.1 | 7
Wed, 17.10. 08:00 | 121.5 | 98.1 | 23.4 | 141.7 | 0 | 0 | 0 | 0 | 1.8 | 49.6 | 3.1 | 0.1 | 8
Wed, 17.10. 09:00 | 109.3 | 82.2 | 27.1 | 131.9 | 0 | 0 | 0 | 0 | 2.3 | 48.9 | 2.5 | 0.1 | 10
Wed, 17.10. 10:00 | 85.8 | 60 | 25.8 | 109.2 | 0 | 0 | 0 | 0 | 2.1 | 37.1 | 2 | 0.1 | 12
Wed, 17.10. 11:00 | 90.7 | 59.7 | 31 | 113.8 | 0 | 0 | 0 | 0 | 2.2 | 44.7 | 2.1 | 0.1 | 13
Wed, 17.10. 12:00 | 76.2 | 47.7 | 28.5 | 99.8 | 0 | 0 | 0 | 0 | 1.8 | 45.1 | 1.8 | 0.1 | 14
Wed, 17.10. 13:00 | 70 | 44.5 | 25.5 | 94 | 0 | 0 | 0 | 0 | 1.6 | 51.4 | 1.6 | 0.1 | 14
Wed, 17.10. 14:00 | 72 | 47.3 | 24.7 | 95.8 | 0 | 0 | 0 | 0 | 1.7 | 65.7 | 1.6 | 0.1 | 14
Wed, 17.10. 15:00 | 72.1 | 49.2 | 22.9 | 96 | 0 | 0 | 0 | 0 | 1.5 | 79.3 | 1.6 | 0.1 | 13
Wed, 17.10. 16:00 | 70 | 49.2 | 20.8 | 93.9 | 0 | 0 | 0 | 0 | 1.2 | 103.7 | 1.6 | 0.1 | 12
Wed, 17.10. 17:00 | 79.9 | 56.7 | 23.2 | 103 | 0 | 0 | 0 | 0 | 0.8 | 131.4 | 2.2 | 0.1 | 11
Wed, 17.10. 18:00 | 79.6 | 57.5 | 22.1 | 102.4 | 0 | 0 | 0 | 0 | 0.5 | 134.9 | 2.4 | 0.1 | 11
Wed, 17.10. 19:00 | 101.6 | 77.6 | 24 | 122.1 | 0 | 0 | 0 | 0 | 0.3 | 130.9 | 3.3 | 0.1 | 9
Wed, 17.10. 20:00 | 85.3 | 62.7 | 22.6 | 107.2 | 0 | 0 | 0 | 0 | 0.3 | 101.1 | 3.1 | 0.1 | 10
Wed, 17.10. 21:00 | 86 | 63.7 | 22.3 | 107.8 | 0 | 0 | 0 | 0 | 0.3 | 93.2 | 3.2 | 0.1 | 10
Wed, 17.10. 22:00 | 55.5 | 44.2 | 11.3 | 79.7 | 0 | 0 | 0 | 0 | 0.2 | 75.8 | 1.8 | 0.1 | 9
Wed, 17.10. 23:00 | 50.8 | 43.5 | 7.3 | 75.8 | 0 | 0 | 0 | 0 | 0.2 | 70.4 | 1.3 | 0.1 | 9
Thu, 18.10. 00:00 | 49.9 | 45.4 | 4.5 | 74.6 | 0 | 0 | 0 | 0 | 0.2 | 34.6 | 1 | 0.1 | 8
Thu, 18.10. 01:00 | 63.1 | 60.5 | 2.6 | 86.7 | 0 | 0 | 0 | 0 | 0.2 | 19.2 | 1.1 | 0.1 | 7
Thu, 18.10. 02:00 | 46.1 | 45.4 | 0.7 | 71.3 | 0 | 0 | 0 | 0 | 0.2 | 9.8 | 0.6 | 0.1 | 8
Thu, 18.10. 03:00 | 65 | 64.2 | 0.8 | 88.5 | 0 | 0 | 0 | 0 | 0.2 | 9.7 | 1 | 0.1 | 7
Thu, 18.10. 04:00 | 70.4 | 67.6 | 2.8 | 93.6 | 0 | 0 | 0 | 0 | 0.2 | 12.3 | 1.2 | 0.1 | 7
Thu, 18.10. 05:00 | 88.6 | 80.7 | 7.9 | 110.7 | 0 | 0 | 0 | 0 | 0.3 | 23.6 | 1.9 | 0.1 | 7
Thu, 18.10. 06:00 | 106.8 | 84 | 22.8 | 127.5 | 0 | 0 | 0 | 0 | 0.3 | 44.3 | 3.4 | 0.1 | 8
Thu, 18.10. 07:00 | 97.6 | 72.7 | 24.9 | 119.9 | 0 | 0 | 0 | 0 | 1 | 53.8 | 3.1 | 0.1 | 9
Thu, 18.10. 08:00 | 78.6 | 54.7 | 23.9 | 102.9 | 0 | 0 | 0 | 0 | 1.8 | 50.7 | 2.4 | 0.1 | 10
Thu, 18.10. 09:00 | 77.1 | 50.7 | 26.4 | 101.6 | 0 | 0 | 0 | 0 | 2.3 | 47.5 | 2.1 | 0.1 | 11
Thu, 18.10. 10:00 | 63.9 | 37.3 | 26.6 | 88.8 | 0 | 0 | 0 | 0 | 2.2 | 38.2 | 1.8 | 0.1 | 13
Thu, 18.10. 11:00 | 62.3 | 32.7 | 29.6 | 87.3 | 0 | 0 | 0 | 0 | 2.2 | 42.7 | 1.7 | 0.1 | 14
Thu, 18.10. 12:00 | 52.2 | 24.8 | 27.4 | 77.4 | 0 | 0 | 0 | 0 | 1.8 | 43.2 | 1.5 | 0.1 | 15
Thu, 18.10. 13:00 | 53.8 | 26 | 27.8 | 79.1 | 0 | 0 | 0 | 0 | 1.7 | 55.8 | 1.5 | 0.1 | 15
Thu, 18.10. 14:00 | 54.3 | 29.4 | 24.9 | 79.6 | 0 | 0 | 0 | 0 | 1.7 | 66.3 | 1.4 | 0.1 | 14
Thu, 18.10. 15:00 | 52.4 | 28.8 | 23.6 | 77.8 | 0 | 0 | 0 | 0 | 1.5 | 81.7 | 1.4 | 0.1 | 14
Thu, 18.10. 16:00 | 52 | 30.4 | 21.6 | 77.4 | 0 | 0 | 0 | 0 | 1.2 | 108.1 | 1.4 | 0.1 | 13
Thu, 18.10. 17:00 | 60.7 | 36 | 24.7 | 85.3 | 0 | 0 | 0 | 0 | 0.8 | 139.4 | 2 | 0.1 | 12
Thu, 18.10. 18:00 | 59.9 | 36.3 | 23.6 | 84.3 | 0 | 0 | 0 | 0 | 0.5 | 143.3 | 2.2 | 0.1 | 12
Thu, 18.10. 19:00 | 58.1 | 35 | 23.1 | 82.1 | 0 | 0 | 0 | 0 | 0.3 | 125.7 | 2.6 | 0.1 | 12
Thu, 18.10. 20:00 | 67 | 42.5 | 24.5 | 90.7 | 0 | 0 | 0 | 0 | 0.3 | 109.6 | 2.9 | 0.1 | 11
Thu, 18.10. 21:00 | 57.3 | 35 | 22.3 | 81 | 0 | 0 | 0 | 0 | 0.3 | 93.2 | 2.8 | 0.1 | 12
Thu, 18.10. 22:00 | 29.1 | 17.9 | 11.2 | 55.2 | 0 | 0 | 0 | 0 | 0.2 | 75 | 1.4 | 0.1 | 12
Thu, 18.10. 23:00 | 24.1 | 16.8 | 7.3 | 50.6 | 0 | 0 | 0 | 0 | 0.2 | 69 | 0.9 | 0.1 | 12
Fri, 19.10. 00:00 | 16.4 | 11.8 | 4.6 | 43.7 | 0 | 0 | 0 | 0 | 0.2 | 36 | 0.6 | 0.1 | 12
Fri, 19.10. 01:00 | 14.6 | 12.1 | 2.5 | 42 | 0 | 0 | 0 | 0 | 0.2 | 18.9 | 0.3 | 0.1 | 12
Fri, 19.10. 02:00 | 12.8 | 12 | 0.8 | 40.4 | 0 | 0 | 0 | 0 | 0.2 | 10.5 | 0.1 | 0.1 | 12
Fri, 19.10. 03:00 | 17.2 | 16.5 | 0.7 | 45 | 0 | 0 | 0 | 0 | 0.2 | 8.7 | 0.1 | 0.1 | 11
Fri, 19.10. 04:00 | 22.6 | 19.8 | 2.8 | 50 | 0 | 0 | 0 | 0 | 0.2 | 12.5 | 0.3 | 0.1 | 11
Fri, 19.10. 05:00 | 23.2 | 15.9 | 7.3 | 50.2 | 0 | 0 | 0 | 0 | 0.2 | 21.5 | 0.8 | 0.1 | 12
Fri, 19.10. 06:00 | 38.6 | 18.5 | 20.1 | 64.1 | 0 | 0 | 0 | 0 | 0.3 | 39.2 | 2.3 | 0.1 | 12
Fri, 19.10. 07:00 | 46.3 | 20.9 | 25.4 | 71.6 | 0.1 | 0.1 | 0 | 0 | 1 | 54.8 | 2.6 | 0.1 | 12
Fri, 19.10. 08:00 | 38.6 | 15 | 23.6 | 64.2 | 0.1 | 0.1 | 0 | 0 | 1.8 | 50.1 | 2.1 | 0.2 | 13
Fri, 19.10. 09:00 | 38.6 | 14.4 | 24.2 | 64.6 | 0.2 | 0.2 | 0 | 0 | 2.1 | 43.5 | 1.8 | 0.2 | 13
Fri, 19.10. 10:00 | 38.3 | 11.1 | 27.2 | 64.2 | 0.2 | 0.2 | 0 | 0 | 2.2 | 39 | 1.7 | 0.2 | 14
Fri, 19.10. 11:00 | 34.8 | 6.6 | 28.2 | 61 | 0.2 | 0.2 | 0 | 0 | 2.1 | 40.6 | 1.5 | 0.2 | 15
Fri, 19.10. 12:00 | 36.5 | 6.5 | 30 | 62.6 | 0.2 | 0.2 | 0 | 0 | 1.9 | 47.4 | 1.5 | 0.2 | 15
Fri, 19.10. 13:00 | 34.7 | 6.3 | 28.4 | 60.9 | 0.4 | 0.4 | 0 | 0 | 1.8 | 56.8 | 1.4 | 0.2 | 16
Fri, 19.10. 14:00 | 31.1 | 6.1 | 25 | 57.3 | 0.4 | 0.4 | 0 | 0 | 1.7 | 66.3 | 1.3 | 0.2 | 16
Fri, 19.10. 15:00 | 26.9 | 5.4 | 21.5 | 53.3 | 0.4 | 0.4 | 0 | 0 | 1.4 | 74.5 | 1.2 | 0.2 | 16
Fri, 19.10. 16:00 | 27.3 | 5.3 | 22 | 53.4 | 0.9 | 0.9 | 0 | 0 | 1.3 | 109.1 | 1.4 | 0.2 | 18
Fri, 19.10. 17:00 | 26.1 | 4.7 | 21.4 | 52.1 | 0.6 | 0.6 | 0 | 0 | 0.7 | 120.8 | 1.6 | 0.2 | 17
Fri, 19.10. 18:00 | 27.2 | 5.2 | 22 | 52.9 | 0.4 | 0.4 | 0 | 0 | 0.5 | 133.6 | 1.9 | 0.2 | 16
Fri, 19.10. 19:00 | 27.6 | 5.2 | 22.4 | 52.8 | 0.3 | 0.3 | 0 | 0 | 0.3 | 121.8 | 2.3 | 0.2 | 16
Fri, 19.10. 20:00 | 28.6 | 5.5 | 23.1 | 53.7 | 0.1 | 0.1 | 0 | 0 | 0.3 | 103.2 | 2.5 | 0.2 | 15
Fri, 19.10. 21:00 | 27.3 | 5.4 | 21.9 | 52.4 | 0.1 | 0.1 | 0 | 0 | 0.3 | 91.4 | 2.5 | 0.2 | 15
Fri, 19.10. 22:00 | 17.6 | 5.6 | 12 | 43.8 | 0 | 0 | 0 | 0 | 0.3 | 79.6 | 1.4 | 0.2 | 14
Fri, 19.10. 23:00 | 12.3 | 5.1 | 7.2 | 39 | 0 | 0 | 0 | 0 | 0.2 | 68.4 | 0.9 | 0.2 | 14
Sat, 20.10. 00:00 | 9.1 | 3.9 | 5.2 | 36.1 | 0.1 | 0.1 | 0 | 0 | 0.2 | 54.1 | 0.6 | 0.2 | 14
Sat, 20.10. 01:00 | 10.8 | 7.7 | 3.1 | 38.2 | 0.1 | 0.1 | 0 | 0 | 0.2 | 31.9 | 0.4 | 0.2 | 13
Sat, 20.10. 02:00 | 9.5 | 7.7 | 1.8 | 37 | 0.1 | 0.1 | 0 | 0 | 0.2 | 20.6 | 0.2 | 0.2 | 13
Sat, 20.10. 03:00 | 8.2 | 7.5 | 0.7 | 35.9 | 0.1 | 0.1 | 0 | 0 | 0.2 | 11.7 | 0.1 | 0.2 | 13
Sat, 20.10. 04:00 | 9.3 | 7.8 | 1.5 | 36.8 | 0.1 | 0.1 | 0 | 0 | 0.2 | 10.7 | 0.2 | 0.2 | 13
Sat, 20.10. 05:00 | 7.2 | 5.5 | 1.7 | 34.6 | 0.1 | 0.1 | 0 | 0 | 0.2 | 12.4 | 0.2 | 0.2 | 14
Sat, 20.10. 06:00 | 9.6 | 6.9 | 2.7 | 37 | 0.1 | 0.1 | 0 | 0 | 0.3 | 13.3 | 0.3 | 0.2 | 14
Sat, 20.10. 07:00 | 8.7 | 2.9 | 5.8 | 35.7 | 0.1 | 0.1 | 0 | 0 | 0.4 | 14.1 | 0.6 | 0.2 | 15
Sat, 20.10. 08:00 | 15.2 | 2.3 | 12.9 | 41.4 | 0.3 | 0.3 | 0 | 0 | 0.5 | 18.2 | 1.4 | 0.2 | 16
Sat, 20.10. 09:00 | 26.2 | 2.1 | 24.1 | 51.1 | 0.5 | 0.5 | 0 | 0 | 0.6 | 24.2 | 2.6 | 0.2 | 17
Sat, 20.10. 10:00 | 31 | 2 | 29 | 55.7 | 0.6 | 0.6 | 0 | 0 | 0.6 | 46.4 | 3 | 0.2 | 17
Sat, 20.10. 11:00 | 33.3 | 1.9 | 31.4 | 57.8 | 0.6 | 0.6 | 0 | 0 | 0.6 | 55.3 | 3 | 0.2 | 17
Sat, 20.10. 12:00 | 32.6 | 1.8 | 30.8 | 57.5 | 0.6 | 0.6 | 0 | 0 | 0.6 | 76.9 | 2.7 | 0.2 | 17
Sat, 20.10. 13:00 | 28.3 | 1.7 | 26.6 | 53.7 | 0.5 | 0.5 | 0 | 0 | 0.5 | 83.4 | 2.1 | 0.2 | 17
Sat, 20.10. 14:00 | 28 | 1.7 | 26.3 | 53.6 | 0.6 | 0.6 | 0 | 0 | 0.5 | 86.4 | 1.9 | 0.2 | 17
Sat, 20.10. 15:00 | 24.3 | 1.6 | 22.7 | 50.2 | 0.5 | 0.5 | 0 | 0 | 0.4 | 76.9 | 1.6 | 0.2 | 17
Sat, 20.10. 16:00 | 25.1 | 1.6 | 23.5 | 51.1 | 0.6 | 0.6 | 0 | 0 | 0.4 | 82.7 | 1.6 | 0.2 | 17
Sat, 20.10. 17:00 | 26.4 | 1.7 | 24.7 | 51.9 | 0.6 | 0.6 | 0 | 0 | 0.4 | 89.2 | 1.9 | 0.2 | 17
Sat, 20.10. 18:00 | 22.1 | 1.7 | 20.4 | 47.6 | 0.5 | 0.5 | 0 | 0 | 0.3 | 83.3 | 1.9 | 0.2 | 17
Sat, 20.10. 19:00 | 23 | 1.9 | 21.1 | 48.3 | 0.6 | 0.6 | 0 | 0 | 0.3 | 85.2 | 2.2 | 0.2 | 17
Sat, 20.10. 20:00 | 21.5 | 2 | 19.5 | 46.9 | 0.3 | 0.3 | 0 | 0 | 0.3 | 76.1 | 2.2 | 0.2 | 16
Sat, 20.10. 21:00 | 15.3 | 1.7 | 13.6 | 41.2 | 0.3 | 0.3 | 0 | 0 | 0.2 | 63.7 | 1.6 | 0.2 | 16
Sat, 20.10. 22:00 | 11.3 | 0.6 | 10.7 | 37.5 | 0.3 | 0.3 | 0 | 0 | 0.2 | 61.7 | 1.3 | 0.2 | 16
Sat, 20.10. 23:00 | 7.4 | 0.4 | 7 | 34.1 | 0.3 | 0.3 | 0 | 0 | 0.2 | 57.8 | 0.9 | 0.2 | 16
Sun, 21.10. 00:00 | 11.2 | 6.1 | 5.1 | 37.7 | 0 | 0 | 0 | 0 | 0.2 | 63.7 | 0.7 | 0.2 | 15
Sun, 21.10. 01:00 | 9.5 | 6.4 | 3.1 | 36.2 | 0 | 0 | 0 | 0 | 0.2 | 54.7 | 0.4 | 0.2 | 15
Sun, 21.10. 02:00 | 12.4 | 10.6 | 1.8 | 39.4 | 0 | 0 | 0 | 0 | 0.2 | 38.5 | 0.3 | 0.2 | 14
Sun, 21.10. 03:00 | 15.7 | 14.9 | 0.8 | 42.8 | 0 | 0 | 0 | 0 | 0.2 | 18.6 | 0.2 | 0.2 | 13
Sun, 21.10. 04:00 | 23.2 | 21.4 | 1.8 | 50 | 0 | 0 | 0 | 0 | 0.2 | 12.5 | 0.4 | 0.2 | 13
Sun, 21.10. 05:00 | 38.8 | 37.2 | 1.6 | 64.6 | 0 | 0 | 0 | 0 | 0.2 | 8.8 | 0.5 | 0.2 | 12
Sun, 21.10. 06:00 | 69.5 | 66.9 | 2.6 | 93.7 | 0 | 0 | 0 | 0 | 0.2 | 10.5 | 0.9 | 0.2 | 11
Sun, 21.10. 07:00 | 76.6 | 71.1 | 5.5 | 100.8 | 0 | 0 | 0 | 0 | 0.3 | 11.4 | 1.1 | 0.1 | 10
Sun, 21.10. 08:00 | 79.1 | 65.7 | 13.4 | 102.9 | 0 | 0 | 0 | 0 | 0.3 | 11.6 | 2 | 0.1 | 10
Sun, 21.10. 09:00 | 77.1 | 53.2 | 23.9 | 100 | 0 | 0 | 0 | 0 | 0.3 | 12.9 | 3.1 | 0.1 | 11
Sun, 21.10. 10:00 | 73.8 | 47.2 | 26.6 | 96.4 | 0 | 0 | 0 | 0 | 0.3 | 15.8 | 3.4 | 0.1 | 12
Sun, 21.10. 11:00 | 67.3 | 41.9 | 25.4 | 90.2 | 0 | 0 | 0 | 0 | 0.3 | 21 | 3.2 | 0.1 | 12
Sun, 21.10. 12:00 | 60.9 | 37.5 | 23.4 | 84.2 | 0 | 0 | 0 | 0 | 0.3 | 30.8 | 2.9 | 0.1 | 13
Sun, 21.10. 13:00 | 75.2 | 54.5 | 20.7 | 98.8 | 0 | 0 | 0 | 0 | 0.3 | 44.8 | 2.6 | 0.1 | 10
Sun, 21.10. 14:00 | 67.5 | 50.3 | 17.2 | 91.7 | 0 | 0 | 0 | 0 | 0.3 | 58.7 | 2.2 | 0.1 | 10
Sun, 21.10. 15:00 | 61.6 | 47.6 | 14 | 86.2 | 0 | 0 | 0 | 0 | 0.3 | 51.6 | 1.8 | 0.1 | 10
Sun, 21.10. 16:00 | 83.7 | 69.8 | 13.9 | 105.7 | 0 | 0 | 0 | 0 | 0.3 | 59.8 | 2.3 | 0.1 | 8
Sun, 21.10. 17:00 | 102.6 | 86.5 | 16.1 | 122.7 | 0 | 0 | 0 | 0 | 0.3 | 69.1 | 3 | 0.1 | 7
Sun, 21.10. 18:00 | 99.2 | 81.1 | 18.1 | 119.9 | 0 | 0 | 0 | 0 | 0.2 | 90 | 3.1 | 0.1 | 8
Sun, 21.10. 19:00 | 110.2 | 91.6 | 18.6 | 129.4 | 0 | 0 | 0 | 0 | 0.2 | 92.2 | 3.4 | 0.1 | 7
Sun, 21.10. 20:00 | 117.1 | 100.1 | 17 | 135.4 | 0 | 0 | 0 | 0 | 0.2 | 82.8 | 3.6 | 0.1 | 6
Sun, 21.10. 21:00 | 111.9 | 97.7 | 14.2 | 130.7 | 0 | 0 | 0 | 0 | 0.2 | 69.1 | 3.2 | 0.1 | 6
Sun, 21.10. 22:00 | 85.7 | 74.9 | 10.8 | 106.7 | 0 | 0 | 0 | 0 | 0.2 | 56.8 | 2.5 | 0.1 | 6
Sun, 21.10. 23:00 | 69 | 61.9 | 7.1 | 91.8 | 0 | 0 | 0 | 0 | 0.2 | 46.9 | 1.7 | 0.1 | 7
Mon, 22.10. 00:00 | 62 | 57.6 | 4.4 | 85.5 | 0 | 0 | 0 | 0 | 0.2 | 33.5 | 1.3 | 0.1 | 7
Mon, 22.10. 01:00 | 80.1 | 77.5 | 2.6 | 102 | 0 | 0 | 0 | 0 | 0.2 | 19.6 | 1.5 | 0.1 | 6
Mon, 22.10. 02:00 | 87.1 | 86.3 | 0.8 | 108.2 | 0 | 0 | 0 | 0 | 0.2 | 10.6 | 1.6 | 0.1 | 5
Mon, 22.10. 03:00 | 89.4 | 88.6 | 0.8 | 110.4 | 0 | 0 | 0 | 0 | 0.2 | 9.3 | 1.6 | 0.1 | 5
Mon, 22.10. 04:00 | 98.2 | 95.6 | 2.6 | 118.7 | 0 | 0 | 0 | 0 | 0.2 | 11.9 | 1.9 | 0.1 | 5
Mon, 22.10. 05:00 | 117.7 | 109.8 | 7.9 | 137.1 | 0 | 0 | 0 | 0 | 0.3 | 23.1 | 2.5 | 0.1 | 6
Mon, 22.10. 06:00 | 160.1 | 137.4 | 22.7 | 175.9 | 0 | 0 | 0 | 0 | 0.3 | 43.9 | 4.5 | 0.1 | 6
Mon, 22.10. 07:00 | 142.5 | 119.1 | 23.4 | 160.9 | 0 | 0 | 0 | 0 | 1 | 50.1 | 3.9 | 0.1 | 7
Mon, 22.10. 08:00 | 122.8 | 99.8 | 23 | 143.6 | 0 | 0 | 0 | 0 | 1.8 | 48.6 | 3.1 | 0.1 | 8
Mon, 22.10. 09:00 | 120.8 | 94.5 | 26.3 | 142.5 | 0 | 0 | 0 | 0 | 2.3 | 47.1 | 2.7 | 0.1 | 9
Mon, 22.10. 10:00 | 96.3 | 69.8 | 26.5 | 119.9 | 0 | 0 | 0 | 0 | 2.2 | 37.8 | 2.1 | 0.1 | 11
Mon, 22.10. 11:00 | 100.8 | 70.5 | 30.3 | 124.5 | 0 | 0 | 0 | 0 | 2.2 | 43.5 | 2.1 | 0.1 | 11
Mon, 22.10. 12:00 | 92.2 | 63.2 | 29 | 116.2 | 0 | 0 | 0 | 0 | 1.9 | 45.6 | 1.8 | 0.1 | 11
Mon, 22.10. 13:00 | 87.3 | 59 | 28.3 | 111.4 | 0 | 0 | 0 | 0 | 1.8 | 56.3 | 1.8 | 0.1 | 12
Mon, 22.10. 14:00 | 75.2 | 52.5 | 22.7 | 99.7 | 0 | 0 | 0 | 0 | 1.5 | 59.9 | 1.5 | 0.1 | 12
Mon, 22.10. 15:00 | 83.5 | 60.4 | 23.1 | 107.9 | 0 | 0 | 0 | 0 | 1.5 | 79.3 | 1.6 | 0.1 | 11
Mon, 22.10. 16:00 | 79.8 | 58.2 | 21.6 | 103.9 | 0 | 0 | 0 | 0 | 1.2 | 107 | 1.7 | 0.1 | 11
Mon, 22.10. 17:00 | 83.1 | 60.9 | 22.2 | 106.9 | 0 | 0 | 0 | 0 | 0.7 | 124.8 | 2.1 | 0.1 | 10
Mon, 22.10. 18:00 | 94.6 | 73 | 21.6 | 116.8 | 0 | 0 | 0 | 0 | 0.4 | 130.8 | 2.6 | 0.1 | 9
Mon, 22.10. 19:00 | 102 | 78.3 | 23.7 | 123 | 0 | 0 | 0 | 0 | 0.3 | 128.3 | 3.3 | 0.1 | 9
Mon, 22.10. 20:00 | 107.3 | 84.8 | 22.5 | 127.2 | 0 | 0 | 0 | 0 | 0.3 | 100 | 3.5 | 0.1 | 8
Mon, 22.10. 21:00 | 114 | 90.8 | 23.2 | 133.2 | 0 | 0 | 0 | 0 | 0.3 | 95.9 | 3.8 | 0.1 | 8
Mon, 22.10. 22:00 | 71.2 | 59.1 | 12.1 | 94.1 | 0 | 0 | 0 | 0 | 0.3 | 80.4 | 2.2 | 0.1 | 8
Mon, 22.10. 23:00 | 46.7 | 39.9 | 6.8 | 72.1 | 0 | 0 | 0 | 0 | 0.2 | 63.7 | 1.1 | 0.1 | 9
Tue, 23.10. 00:00 | 56.3 | 51.7 | 4.6 | 80.8 | 0 | 0 | 0 | 0 | 0.2 | 35.7 | 1.2 | 0.1 | 8
Tue, 23.10. 01:00 | 54.4 | 52 | 2.4 | 79.1 | 0 | 0 | 0 | 0 | 0.2 | 18.3 | 0.9 | 0.1 | 8
Tue, 23.10. 02:00 | 61 | 60.3 | 0.7 | 84.9 | 0 | 0 | 0 | 0 | 0.2 | 9.8 | 0.9 | 0.1 | 7
Tue, 23.10. 03:00 | 79.8 | 79 | 0.8 | 101.7 | 0 | 0 | 0 | 0 | 0.2 | 9.3 | 1.3 | 0.1 | 6
Tue, 23.10. 04:00 | 94.4 | 92 | 2.4 | 115.1 | 0 | 0 | 0 | 0 | 0.2 | 11.2 | 1.8 | 0.1 | 5
Tue, 23.10. 05:00 | 143.7 | 135.9 | 7.8 | 160.3 | 0 | 0 | 0 | 0 | 0.3 | 22.9 | 3.3 | 0.1 | 4
Tue, 23.10. 06:00 | 178.6 | 157.5 | 21.1 | 191.9 | 0 | 0 | 0 | 0 | 0.3 | 40.9 | 5.1 | 0.1 | 4
Tue, 23.10. 07:00 | 168.2 | 143.9 | 24.3 | 183.9 | 0 | 0 | 0 | 0 | 1 | 52.2 | 4.6 | 0.1 | 6
Tue, 23.10. 08:00 | 138.7 | 114.1 | 24.6 | 158 | 0 | 0 | 0 | 0 | 1.9 | 51.7 | 3.4 | 0.1 | 8
Tue, 23.10. 09:00 | 114.9 | 91.3 | 23.6 | 136.6 | 0 | 0 | 0 | 0 | 2.1 | 42.2 | 2.6 | 0.1 | 9
Tue, 23.10. 10:00 | 106.1 | 80 | 26.1 | 129.2 | 0 | 0 | 0 | 0 | 2.2 | 37.1 | 2.2 | 0.1 | 10
Tue, 23.10. 11:00 | 109.7 | 78.7 | 31 | 132.5 | 0 | 0 | 0 | 0 | 2.3 | 44.3 | 2.2 | 0.1 | 11
Tue, 23.10. 12:00 | 90.3 | 62.1 | 28.2 | 113.8 | 0 | 0 | 0 | 0 | 1.8 | 44.2 | 1.9 | 0.1 | 12
Tue, 23.10. 13:00 | 85.3 | 58.3 | 27 | 108.9 | 0 | 0 | 0 | 0 | 1.7 | 53.5 | 1.8 | 0.1 | 13
Tue, 23.10. 14:00 | 84.6 | 59.7 | 24.9 | 108.2 | 0 | 0 | 0 | 0 | 1.7 | 65.7 | 1.8 | 0.1 | 13
Tue, 23.10. 15:00 | 88.5 | 64.2 | 24.3 | 111.9 | 0 | 0 | 0 | 0 | 1.6 | 83.3 | 1.8 | 0.1 | 12
Tue, 23.10. 16:00 | 98 | 77.1 | 20.9 | 120.6 | 0 | 0 | 0 | 0 | 1.2 | 103.7 | 2 | 0.1 | 9
Tue, 23.10. 17:00 | 118.6 | 94.4 | 24.2 | 138.7 | 0 | 0 | 0 | 0 | 0.8 | 135.4 | 2.9 | 0.1 | 8
Tue, 23.10. 18:00 | 136.7 | 112.2 | 24.5 | 154.6 | 0 | 0 | 0 | 0 | 0.5 | 147.5 | 3.7 | 0.1 | 7
Tue, 23.10. 19:00 | 116.9 | 93.7 | 23.2 | 136.1 | 0 | 0 | 0 | 0 | 0.3 | 125.7 | 3.7 | 0.1 | 8
Tue, 23.10. 20:00 | 145.5 | 121.1 | 24.4 | 161.4 | 0 | 0 | 0 | 0 | 0.3 | 108.5 | 4.7 | 0.1 | 6
Tue, 23.10. 21:00 | 122.9 | 101.4 | 21.5 | 140.8 | 0 | 0 | 0 | 0 | 0.3 | 89.6 | 4 | 0.1 | 7
Tue, 23.10. 22:00 | 82.9 | 71 | 11.9 | 104.6 | 0 | 0 | 0 | 0 | 0.3 | 78.8 | 2.4 | 0.1 | 7
Tue, 23.10. 23:00 | 86.7 | 79.4 | 7.3 | 108 | 0 | 0 | 0 | 0 | 0.2 | 69.7 | 2.2 | 0.1 | 6
Wed, 24.10. 00:00 | 77.6 | 73 | 4.6 | 99.7 | 0 | 0 | 0 | 0 | 0.2 | 36 | 1.7 | 0.1 | 6
Wed, 24.10. 01:00 | 78.1 | 75.5 | 2.6 | 100.3 | 0 | 0 | 0 | 0 | 0.2 | 19 | 1.5 | 0.1 | 6
Wed, 24.10. 02:00 | 77.9 | 77.1 | 0.8 | 100.2 | 0 | 0 | 0 | 0 | 0.2 | 10.8 | 1.3 | 0.1 | 6
Wed, 24.10. 03:00 | 82.6 | 81.9 | 0.7 | 104.2 | 0 | 0 | 0 | 0 | 0.2 | 8.6 | 1.5 | 0.1 | 5
Wed, 24.10. 04:00 | 116.1 | 113.3 | 2.8 | 134.8 | 0 | 0 | 0 | 0 | 0.3 | 12.6 | 2.3 | 0.1 | 4
Wed, 24.10. 05:00 | 136.8 | 129.1 | 7.7 | 153.9 | 0 | 0 | 0 | 0 | 0.3 | 22.4 | 3.1 | 0.1 | 4
Wed, 24.10. 06:00 | 201.3 | 179.2 | 22.1 | 211.9 | 0 | 0 | 0 | 0 | 0.3 | 42.6 | 6 | 0.1 | 2
Wed, 24.10. 07:00 | 179.1 | 153.7 | 25.4 | 193.4 | 0 | 0 | 0 | 0 | 1 | 54.3 | 5 | 0.1 | 5
Wed, 24.10. 08:00 | 151.7 | 125.6 | 26.1 | 169.7 | 0 | 0 | 0 | 0 | 2 | 54.8 | 3.9 | 0.1 | 7
Wed, 24.10. 09:00 | 125.7 | 98.6 | 27.1 | 146.9 | 0 | 0 | 0 | 0 | 2.4 | 48.4 | 2.9 | 0.1 | 9
Wed, 24.10. 10:00 | 92.7 | 67.4 | 25.3 | 116.3 | 0 | 0 | 0 | 0 | 2.1 | 36 | 2.1 | 0.1 | 11
Wed, 24.10. 11:00 | 94.1 | 64.5 | 29.6 | 117.6 | 0 | 0 | 0 | 0 | 2.2 | 42.2 | 2.1 | 0.1 | 12
Wed, 24.10. 12:00 | 86.5 | 56.8 | 29.7 | 110.1 | 0 | 0 | 0 | 0 | 1.9 | 46.5 | 1.9 | 0.1 | 13
Wed, 24.10. 13:00 | 76.4 | 49.7 | 26.7 | 100.3 | 0 | 0 | 0 | 0 | 1.7 | 53 | 1.7 | 0.1 | 14
Wed, 24.10. 14:00 | 71.2 | 47.8 | 23.4 | 95.2 | 0 | 0 | 0 | 0 | 1.6 | 61.2 | 1.6 | 0.1 | 14
Wed, 24.10. 15:00 | 73.9 | 51.4 | 22.5 | 98 | 0 | 0 | 0 | 0 | 1.5 | 76.9 | 1.6 | 0.1 | 13
Wed, 24.10. 16:00 | 77.9 | 55.7 | 22.2 | 101.5 | 0 | 0 | 0 | 0 | 1.3 | 109.1 | 1.8 | 0.1 | 12
Wed, 24.10. 17:00 | 83.1 | 58.4 | 24.7 | 105.8 | 0 | 0 | 0 | 0 | 0.8 | 138.1 | 2.4 | 0.1 | 12
Wed, 24.10. 18:00 | 90 | 65.9 | 24.1 | 112.3 | 0 | 0 | 0 | 0 | 0.5 | 144.7 | 2.7 | 0.1 | 11
Wed, 24.10. 19:00 | 93.4 | 69.6 | 23.8 | 115.2 | 0 | 0 | 0 | 0 | 0.3 | 128.3 | 3.1 | 0.1 | 10
Wed, 24.10. 20:00 | 102.3 | 78.9 | 23.4 | 122.7 | 0 | 0 | 0 | 0 | 0.3 | 103.2 | 3.5 | 0.1 | 9
Wed, 24.10. 21:00 | 111.6 | 89.3 | 22.3 | 130.8 | 0 | 0 | 0 | 0 | 0.3 | 92.3 | 3.8 | 0.1 | 8
Wed, 24.10. 22:00 | 68.8 | 57.2 | 11.6 | 92.1 | 0 | 0 | 0 | 0 | 0.3 | 77.3 | 2.1 | 0.1 | 8
Wed, 24.10. 23:00 | 57.5 | 50.7 | 6.8 | 81.9 | 0 | 0 | 0 | 0 | 0.2 | 63.7 | 1.4 | 0.1 | 8
Thu, 25.10. 00:00 | 65.2 | 60.5 | 4.7 | 88.8 | 0 | 0 | 0 | 0 | 0.2 | 36.4 | 1.4 | 0.1 | 7
Thu, 25.10. 01:00 | 71.8 | 69.4 | 2.4 | 94.6 | 0 | 0 | 0 | 0 | 0.2 | 18.1 | 1.4 | 0.1 | 6
Thu, 25.10. 02:00 | 70.6 | 69.9 | 0.7 | 93.6 | 0 | 0 | 0 | 0 | 0.2 | 10.2 | 1.2 | 0.1 | 6
Thu, 25.10. 03:00 | 76.9 | 76.1 | 0.8 | 99.4 | 0 | 0 | 0 | 0 | 0.2 | 9.5 | 1.3 | 0.1 | 6
Thu, 25.10. 04:00 | 86.7 | 83.9 | 2.8 | 108.6 | 0 | 0 | 0 | 0 | 0.3 | 12.5 | 1.6 | 0.1 | 6
Thu, 25.10. 05:00 | 110.2 | 102 | 8.2 | 130.4 | 0 | 0 | 0 | 0 | 0.3 | 23.8 | 2.4 | 0.1 | 6
Thu, 25.10. 06:00 | 141.5 | 119 | 22.5 | 158.9 | 0 | 0 | 0 | 0 | 0.3 | 43.5 | 4.3 | 0.1 | 6
Thu, 25.10. 07:00 | 142 | 117.5 | 24.5 | 160 | 0 | 0 | 0 | 0 | 1 | 52.2 | 4.2 | 0.1 | 6
Thu, 25.10. 08:00 | 115 | 90.3 | 24.7 | 136.3 | 0 | 0 | 0 | 0 | 1.9 | 51.7 | 3.1 | 0.1 | 8
Thu, 25.10. 09:00 | 79.7 | 56 | 23.7 | 104.1 | 0 | 0 | 0 | 0 | 2.1 | 42.2 | 2.1 | 0.1 | 11
Thu, 25.10. 10:00 | 75.6 | 49.8 | 25.8 | 100.2 | 0 | 0 | 0 | 0 | 2.1 | 36.7 | 1.9 | 0.1 | 12
Thu, 25.10. 11:00 | 73.4 | 44.8 | 28.6 | 98.1 | 0 | 0 | 0 | 0 | 2.1 | 40.6 | 1.8 | 0.1 | 13
Thu, 25.10. 12:00 | 65.6 | 37.7 | 27.9 | 90.6 | 0 | 0 | 0 | 0 | 1.8 | 43.7 | 1.6 | 0.1 | 14
Thu, 25.10. 13:00 | 66.8 | 38.9 | 27.9 | 91.6 | 0 | 0 | 0 | 0 | 1.7 | 55.2 | 1.6 | 0.1 | 14
Thu, 25.10. 14:00 | 61 | 37 | 24 | 86.1 | 0 | 0 | 0 | 0 | 1.6 | 63.1 | 1.5 | 0.1 | 14
Thu, 25.10. 15:00 | 61.6 | 37.9 | 23.7 | 86.5 | 0 | 0 | 0 | 0 | 1.5 | 80.9 | 1.5 | 0.1 | 14
Thu, 25.10. 16:00 | 72 | 49.4 | 22.6 | 97 | 0 | 0 | 0 | 0 | 1.3 | 111.3 | 1.7 | 0.1 | 11
Thu, 25.10. 17:00 | 68.7 | 46.2 | 22.5 | 93.3 | 0 | 0 | 0 | 0 | 0.8 | 126.1 | 2 | 0.1 | 11
Thu, 25.10. 18:00 | 66.2 | 43.6 | 22.6 | 90.2 | 0 | 0 | 0 | 0 | 0.5 | 134.9 | 2.2 | 0.1 | 12
Thu, 25.10. 19:00 | 66.2 | 43.6 | 22.6 | 89.7 | 0 | 0 | 0 | 0 | 0.3 | 121.8 | 2.7 | 0.1 | 12
Thu, 25.10. 20:00 | 76.4 | 52 | 24.4 | 99.4 | 0 | 0 | 0 | 0 | 0.3 | 107.4 | 3.1 | 0.1 | 11
Thu, 25.10. 21:00 | 66.6 | 45.8 | 20.8 | 90.2 | 0 | 0 | 0 | 0 | 0.3 | 85.9 | 2.8 | 0.1 | 11
Thu, 25.10. 22:00 | 38.9 | 26.9 | 12 | 65 | 0 | 0 | 0 | 0 | 0.3 | 78.8 | 1.5 | 0.1 | 11
Thu, 25.10. 23:00 | 31.7 | 24.3 | 7.4 | 58.6 | 0 | 0 | 0 | 0 | 0.3 | 69.7 | 1 | 0.1 | 11
Fri, 26.10. 00:00 | 22.5 | 17.9 | 4.6 | 50.2 | 0 | 0 | 0 | 0 | 0.2 | 35.7 | 0.6 | 0.1 | 11
Fri, 26.10. 01:00 | 19.9 | 17.6 | 2.3 | 47.9 | 0 | 0 | 0 | 0 | 0.2 | 17.9 | 0.3 | 0.1 | 11
Fri, 26.10. 02:00 | 19.1 | 18.3 | 0.8 | 47.2 | 0 | 0 | 0 | 0 | 0.2 | 10.4 | 0.1 | 0.1 | 11
Fri, 26.10. 03:00 | 21.9 | 21 | 0.9 | 50 | 0 | 0 | 0 | 0 | 0.3 | 10.1 | 0.1 | 0.1 | 11
Fri, 26.10. 04:00 | 23.6 | 21.1 | 2.5 | 51.4 | 0 | 0 | 0 | 0 | 0.2 | 11.5 | 0.3 | 0.1 | 11
Fri, 26.10. 05:00 | 33.9 | 26.5 | 7.4 | 61.2 | 0 | 0 | 0 | 0 | 0.2 | 21.5 | 0.8 | 0.1 | 11
Fri, 26.10. 06:00 | 55.4 | 33.6 | 21.8 | 81.1 | 0 | 0 | 0 | 0 | 0.3 | 41.8 | 2.5 | 0.1 | 11
Fri, 26.10. 07:00 | 60.1 | 35.1 | 25 | 85.8 | 0 | 0 | 0 | 0 | 1 | 53.2 | 2.6 | 0.1 | 11
Fri, 26.10. 08:00 | 50.7 | 26.7 | 24 | 76.8 | 0 | 0 | 0 | 0 | 1.9 | 50.1 | 2.1 | 0.1 | 12
Fri, 26.10. 09:00 | 48.4 | 24.7 | 23.7 | 74.8 | 0 | 0 | 0 | 0 | 2.1 | 42.2 | 1.7 | 0.1 | 12
Fri, 26.10. 10:00 | 49.2 | 22 | 27.2 | 75.7 | 0 | 0 | 0 | 0 | 2.3 | 38.6 | 1.7 | 0.1 | 13
Fri, 26.10. 11:00 | 50.5 | 18.8 | 31.7 | 76.9 | 0 | 0 | 0 | 0 | 2.3 | 45.1 | 1.6 | 0.1 | 14
Fri, 26.10. 12:00 | 43.1 | 13 | 30.1 | 69.6 | 0 | 0 | 0 | 0 | 2 | 46.9 | 1.4 | 0.1 | 15
Fri, 26.10. 13:00 | 39.8 | 12.2 | 27.6 | 66.5 | 0 | 0 | 0 | 0 | 1.7 | 54.7 | 1.3 | 0.1 | 15
Fri, 26.10. 14:00 | 37.6 | 12.3 | 25.3 | 64.2 | 0 | 0 | 0 | 0 | 1.7 | 66.3 | 1.3 | 0.1 | 15
Fri, 26.10. 15:00 | 38 | 14.9 | 23.1 | 64.8 | 0 | 0 | 0 | 0 | 1.5 | 78.5 | 1.2 | 0.1 | 14
Fri, 26.10. 16:00 | 40.9 | 18.3 | 22.6 | 67.7 | 0 | 0 | 0 | 0 | 1.3 | 111.3 | 1.3 | 0.1 | 13
Fri, 26.10. 17:00 | 43.5 | 18.5 | 25 | 69.8 | 0 | 0 | 0 | 0 | 0.8 | 139.4 | 1.8 | 0.1 | 13
Fri, 26.10. 18:00 | 45.6 | 22 | 23.6 | 71.8 | 0 | 0 | 0 | 0 | 0.5 | 141.9 | 2 | 0.1 | 12
Fri, 26.10. 19:00 | 48.5 | 25.6 | 22.9 | 74.3 | 0 | 0 | 0 | 0 | 0.3 | 123.1 | 2.3 | 0.1 | 11
Fri, 26.10. 20:00 | 48.5 | 23.2 | 25.3 | 74 | 0 | 0 | 0 | 0 | 0.3 | 111.7 | 2.7 | 0.1 | 12
Fri, 26.10. 21:00 | 43.6 | 21.4 | 22.2 | 69.3 | 0 | 0 | 0 | 0 | 0.3 | 91.4 | 2.5 | 0.1 | 12
Fri, 26.10. 22:00 | 27.6 | 15.2 | 12.4 | 54.3 | 0 | 0 | 0 | 0 | 0.3 | 81.2 | 1.5 | 0.1 | 12
Fri, 26.10. 23:00 | 15.4 | 9 | 6.4 | 42.8 | 0 | 0 | 0 | 0 | 0.2 | 61.1 | 0.8 | 0.1 | 13
Sat, 27.10. 00:00 | 13.5 | 8.4 | 5.1 | 40.9 | 0 | 0 | 0 | 0 | 0.2 | 51.9 | 0.6 | 0.1 | 13
Sat, 27.10. 01:00 | 11.9 | 8.8 | 3.1 | 39.7 | 0 | 0 | 0 | 0 | 0.2 | 31.2 | 0.4 | 0.1 | 13
Sat, 27.10. 02:00 | 10.7 | 8.9 | 1.8 | 38.6 | 0 | 0 | 0 | 0 | 0.2 | 20 | 0.2 | 0.1 | 13
Sat, 27.10. 03:00 | 9.2 | 8.5 | 0.7 | 37.3 | 0 | 0 | 0 | 0 | 0.2 | 11 | 0.1 | 0.1 | 13
Sat, 27.10. 04:00 | 12.6 | 11.1 | 1.5 | 40.5 | 0 | 0 | 0 | 0 | 0.2 | 11.1 | 0.2 | 0.1 | 13
Sat, 27.10. 05:00 | 16.4 | 14.7 | 1.7 | 44.3 | 0 | 0 | 0 | 0 | 0.2 | 12 | 0.2 | 0.1 | 13
Sat, 27.10. 06:00 | 21.3 | 18.9 | 2.4 | 49.1 | 0 | 0 | 0 | 0 | 0.3 | 11.9 | 0.2 | 0.1 | 13
Sat, 27.10. 07:00 | 23.3 | 18 | 5.3 | 50.8 | 0 | 0 | 0 | 0 | 0.4 | 12.6 | 0.5 | 0.1 | 13
Sat, 27.10. 08:00 | 32.8 | 18.6 | 14.2 | 59.4 | 0 | 0 | 0 | 0 | 0.6 | 19.7 | 1.5 | 0.1 | 13
Sat, 27.10. 09:00 | 41.1 | 16.4 | 24.7 | 66.5 | 0 | 0 | 0 | 0 | 0.6 | 24.5 | 2.6 | 0.1 | 13
Sat, 27.10. 10:00 | 39.2 | 9.3 | 29.9 | 64.2 | 0 | 0 | 0 | 0 | 0.6 | 47.3 | 3 | 0.1 | 15
Sat, 27.10. 11:00 | 41.1 | 8.7 | 32.4 | 65.9 | 0.2 | 0.2 | 0 | 0 | 0.6 | 56.4 | 3.1 | 0.1 | 16
Sat, 27.10. 12:00 | 37.8 | 7.9 | 29.9 | 63.1 | 0.4 | 0.4 | 0 | 0 | 0.6 | 73.8 | 2.6 | 0.1 | 17
Sat, 27.10. 13:00 | 37.7 | 8.3 | 29.4 | 63.3 | 0.5 | 0.5 | 0 | 0 | 0.6 | 91.3 | 2.3 | 0.1 | 17
Sat, 27.10. 14:00 | 33.9 | 7.6 | 26.3 | 59.9 | 0.5 | 0.5 | 0 | 0 | 0.5 | 85.5 | 1.9 | 0.1 | 17
Sat, 27.10. 15:00 | 31 | 7.4 | 23.6 | 57.4 | 0.2 | 0.2 | 0 | 0 | 0.5 | 79.4 | 1.6 | 0.1 | 16
Sat, 27.10. 16:00 | 35.8 | 13.6 | 22.2 | 62.4 | 0 | 0 | 0 | 0 | 0.4 | 76.9 | 1.5 | 0.1 | 13
Sat, 27.10. 17:00 | 33.4 | 10.6 | 22.8 | 59.7 | 0 | 0 | 0 | 0 | 0.3 | 81.6 | 1.7 | 0.1 | 14
Sat, 27.10. 18:00 | 34.5 | 14.1 | 20.4 | 60.8 | 0 | 0 | 0 | 0 | 0.3 | 82.5 | 1.8 | 0.1 | 13
Sat, 27.10. 19:00 | 39.9 | 19 | 20.9 | 65.9 | 0 | 0 | 0 | 0 | 0.3 | 83.6 | 2.1 | 0.1 | 12
Sat, 27.10. 20:00 | 44.3 | 25 | 19.3 | 70.3 | 0 | 0 | 0 | 0 | 0.3 | 74.7 | 2.1 | 0.1 | 11
Sat, 27.10. 21:00 | 37.5 | 23.3 | 14.2 | 64.1 | 0 | 0 | 0 | 0 | 0.2 | 65.7 | 1.6 | 0.1 | 11
Sat, 27.10. 22:00 | 33.7 | 23 | 10.7 | 60.7 | 0 | 0 | 0 | 0 | 0.2 | 61.1 | 1.3 | 0.1 | 10
Sat, 27.10. 23:00 | 28.5 | 21.6 | 6.9 | 55.9 | 0 | 0 | 0 | 0 | 0.2 | 56.6 | 0.8 | 0.1 | 10
Sun, 28.10. 00:00 | 31.7 | 26.2 | 5.5 | 59.2 | 0 | 0 | 0 | 0 | 0.2 | 67.6 | 0.7 | 0.1 | 10
Sun, 28.10. 01:00 | 37.2 | 34.4 | 2.8 | 63.8 | 0 | 0 | 0 | 0 | 0.2 | 51.4 | 0.6 | 0.1 | 9
Sun, 28.10. 02:00 | 37.3 | 35.6 | 1.7 | 64 | 0 | 0 | 0 | 0 | 0.2 | 36.6 | 0.5 | 0.1 | 9
Sun, 28.10. 03:00 | 47.4 | 46.7 | 0.7 | 73.1 | 0 | 0 | 0 | 0 | 0.2 | 18.1 | 0.6 | 0.1 | 8
Sun, 28.10. 04:00 | 44 | 42.2 | 1.8 | 70.5 | 0 | 0 | 0 | 0 | 0.2 | 12.2 | 0.5 | 0.1 | 9
Sun, 28.10. 05:00 | 51.7 | 49.9 | 1.8 | 77.9 | 0 | 0 | 0 | 0 | 0.2 | 9.2 | 0.6 | 0.1 | 9
Sun, 28.10. 06:00 | 66 | 63.4 | 2.6 | 91.5 | 0 | 0 | 0 | 0 | 0.2 | 9.9 | 0.7 | 0.1 | 9
Sun, 28.10. 07:00 | 57.8 | 52.6 | 5.2 | 84.4 | 0 | 0 | 0 | 0 | 0.3 | 10.8 | 0.8 | 0.1 | 10
Sun, 28.10. 08:00 | 58.3 | 45.2 | 13.1 | 84.1 | 0 | 0 | 0 | 0 | 0.3 | 11.3 | 1.7 | 0.1 | 11
Sun, 28.10. 09:00 | 62.9 | 37.8 | 25.1 | 87.3 | 0 | 0 | 0 | 0 | 0.3 | 13.4 | 3 | 0.1 | 12
Sun, 28.10. 10:00 | 50.1 | 25.7 | 24.4 | 74.7 | 0 | 0 | 0 | 0 | 0.3 | 14.3 | 2.9 | 0.1 | 14
Sun, 28.10. 11:00 | 45.2 | 20.7 | 24.5 | 69.7 | 0 | 0 | 0 | 0 | 0.3 | 20.1 | 2.9 | 0.1 | 15
Sun, 28.10. 12:00 | 42.7 | 20 | 22.7 | 67.5 | 0.2 | 0.2 | 0 | 0 | 0.3 | 29.5 | 2.6 | 0.1 | 16
Sun, 28.10. 13:00 | 39.6 | 20.3 | 19.3 | 64.8 | 0.2 | 0.2 | 0 | 0 | 0.3 | 41.5 | 2.2 | 0.1 | 16
Sun, 28.10. 14:00 | 36.6 | 19.6 | 17 | 62 | 0.2 | 0.2 | 0 | 0 | 0.3 | 57.5 | 2 | 0.1 | 16
Sun, 28.10. 15:00 | 36.5 | 20.9 | 15.6 | 62.1 | 0 | 0 | 0 | 0 | 0.3 | 56.6 | 1.8 | 0.1 | 15
Sun, 28.10. 16:00 | 39.1 | 24.2 | 14.9 | 64.9 | 0 | 0 | 0 | 0 | 0.3 | 63.5 | 1.7 | 0.1 | 14
Sun, 28.10. 17:00 | 48.3 | 32 | 16.3 | 73.9 | 0 | 0 | 0 | 0 | 0.3 | 69.1 | 1.9 | 0.1 | 12
Sun, 28.10. 18:00 | 54.8 | 37.7 | 17.1 | 80.2 | 0 | 0 | 0 | 0 | 0.2 | 84.1 | 2.1 | 0.1 | 11
Sun, 28.10. 19:00 | 62.9 | 44.5 | 18.4 | 88.1 | 0 | 0 | 0 | 0 | 0.2 | 90.5 | 2.3 | 0.1 | 10
Sun, 28.10. 20:00 | 59.5 | 42.9 | 16.6 | 84.9 | 0 | 0 | 0 | 0 | 0.2 | 80.2 | 2.1 | 0.1 | 10
Sun, 28.10. 21:00 | 69.3 | 54.7 | 14.6 | 93.5 | 0 | 0 | 0 | 0 | 0.2 | 70.5 | 2.2 | 0.1 | 9
Sun, 28.10. 22:00 | 48.2 | 37.6 | 10.6 | 73.7 | 0 | 0 | 0 | 0 | 0.2 | 55.1 | 1.5 | 0.1 | 9
Sun, 28.10. 23:00 | 41 | 34.4 | 6.6 | 67.3 | 0 | 0 | 0 | 0 | 0.2 | 43.2 | 1.1 | 0.1 | 9
Mon, 29.10. 00:00 | 36.9 | 32.4 | 4.5 | 63.5 | 0 | 0 | 0 | 0 | 0.2 | 34.6 | 0.8 | 0.1 | 9
Mon, 29.10. 01:00 | 25.2 | 22.8 | 2.4 | 53.2 | 0 | 0 | 0 | 0 | 0.2 | 18.3 | 0.3 | 0.1 | 10
Mon, 29.10. 02:00 | 24.5 | 23.7 | 0.8 | 52.7 | 0 | 0 | 0 | 0 | 0.2 | 10.6 | 0.1 | 0.1 | 10
Mon, 29.10. 03:00 | 25.6 | 24.8 | 0.8 | 53.8 | 0 | 0 | 0 | 0 | 0.3 | 9.5 | 0.1 | 0.1 | 10
Mon, 29.10. 04:00 | 31.3 | 28.5 | 2.8 | 59.3 | 0 | 0 | 0 | 0 | 0.3 | 12.8 | 0.3 | 0.1 | 10
Mon, 29.10. 05:00 | 39.1 | 31.4 | 7.7 | 66.5 | 0 | 0 | 0 | 0 | 0.3 | 22.2 | 0.9 | 0.1 | 10
Mon, 29.10. 06:00 | 64.7 | 40.9 | 23.8 | 90.2 | 0 | 0 | 0 | 0 | 0.4 | 45.6 | 2.7 | 0.1 | 10
Mon, 29.10. 07:00 | 62.2 | 38.1 | 24.1 | 87.9 | 0 | 0 | 0 | 0 | 1 | 51.1 | 2.5 | 0.1 | 10
Mon, 29.10. 08:00 | 56.4 | 31.8 | 24.6 | 82.5 | 0.1 | 0.1 | 0 | 0 | 1.9 | 51.2 | 2.2 | 0.1 | 11
Mon, 29.10. 09:00 | 46 | 23.2 | 22.8 | 72.5 | 0.1 | 0.1 | 0 | 0 | 2 | 40.3 | 1.7 | 0.1 | 12
Mon, 29.10. 10:00 | 48 | 21.1 | 26.9 | 74.4 | 0.1 | 0.1 | 0 | 0 | 2.2 | 37.8 | 1.7 | 0.1 | 13
Mon, 29.10. 11:00 | 44.6 | 13.8 | 30.8 | 70.9 | 0.2 | 0.2 | 0 | 0 | 2.3 | 43.5 | 1.6 | 0.1 | 15
Mon, 29.10. 12:00 | 41.9 | 12.3 | 29.6 | 68.5 | 0.4 | 0.4 | 0 | 0 | 2 | 46 | 1.5 | 0.1 | 16
Mon, 29.10. 13:00 | 39.3 | 11.8 | 27.5 | 65.8 | 0.6 | 0.6 | 0 | 0 | 1.7 | 54.1 | 1.4 | 0.1 | 17
Mon, 29.10. 14:00 | 34.5 | 11 | 23.5 | 61.2 | 0.6 | 0.6 | 0 | 0 | 1.6 | 61.2 | 1.2 | 0.1 | 17
Mon, 29.10. 15:00 | 36 | 11.7 | 24.3 | 62.6 | 0.6 | 0.6 | 0 | 0 | 1.6 | 82.5 | 1.3 | 0.1 | 17
Mon, 29.10. 16:00 | 33.3 | 10.7 | 22.6 | 59.9 | 0.2 | 0.2 | 0 | 0 | 1.3 | 110.2 | 1.3 | 0.1 | 15
Mon, 29.10. 17:00 | 34.9 | 10.5 | 24.4 | 61.1 | 0.2 | 0.2 | 0 | 0 | 0.8 | 135.4 | 1.8 | 0.1 | 15
Mon, 29.10. 18:00 | 34.5 | 10.8 | 23.7 | 60.6 | 0.1 | 0.1 | 0 | 0 | 0.5 | 141.9 | 2 | 0.1 | 15
Mon, 29.10. 19:00 | 35.2 | 10.9 | 24.3 | 60.6 | 0.1 | 0.1 | 0 | 0 | 0.3 | 129.6 | 2.5 | 0.1 | 15
Mon, 29.10. 20:00 | 40.8 | 15.3 | 25.5 | 66 | 0.1 | 0.1 | 0 | 0 | 0.3 | 111.7 | 2.8 | 0.1 | 14
Mon, 29.10. 21:00 | 34.5 | 13.1 | 21.4 | 60 | 0 | 0 | 0 | 0 | 0.3 | 87.7 | 2.4 | 0.1 | 14
Mon, 29.10. 22:00 | 21.9 | 10.3 | 11.6 | 48.6 | 0 | 0 | 0 | 0 | 0.3 | 75.8 | 1.4 | 0.1 | 13
Mon, 29.10. 23:00 | 17.7 | 10.2 | 7.5 | 44.9 | 0 | 0 | 0 | 0 | 0.3 | 70.4 | 0.9 | 0.1 | 13
Tue, 30.10. 00:00 | 13.8 | 9.2 | 4.6 | 41.3 | 0 | 0 | 0 | 0 | 0.2 | 35.3 | 0.6 | 0.1 | 13
Tue, 30.10. 01:00 | 11.5 | 9.1 | 2.4 | 39.3 | 0 | 0 | 0 | 0 | 0.2 | 17.9 | 0.3 | 0.1 | 13
Tue, 30.10. 02:00 | 10.6 | 9.8 | 0.8 | 38.6 | 0 | 0 | 0 | 0 | 0.2 | 10.6 | 0.1 | 0.1 | 13
Tue, 30.10. 03:00 | 15.2 | 14.4 | 0.8 | 43.3 | 0 | 0 | 0 | 0 | 0.3 | 9.6 | 0.1 | 0.1 | 12
Tue, 30.10. 04:00 | 19.9 | 17.1 | 2.8 | 47.8 | 0 | 0 | 0 | 0 | 0.3 | 12.3 | 0.3 | 0.1 | 12
Tue, 30.10. 05:00 | 36.9 | 28.7 | 8.2 | 64.2 | 0 | 0 | 0 | 0 | 0.3 | 23.6 | 0.9 | 0.1 | 11
Tue, 30.10. 06:00 | 51 | 28.7 | 22.3 | 76.6 | 0 | 0 | 0 | 0 | 0.3 | 42.6 | 2.5 | 0.1 | 12
Tue, 30.10. 07:00 | 52 | 27.9 | 24.1 | 77.8 | 0 | 0 | 0 | 0 | 1 | 51.1 | 2.5 | 0.1 | 12
Tue, 30.10. 08:00 | 52.6 | 27.2 | 25.4 | 78.5 | 0 | 0 | 0 | 0 | 2 | 52.7 | 2.3 | 0.1 | 12
Tue, 30.10. 09:00 | 46.3 | 23.2 | 23.1 | 72.8 | 0 | 0 | 0 | 0 | 2 | 40.8 | 1.7 | 0.1 | 12
Tue, 30.10. 10:00 | 50.8 | 24.2 | 26.6 | 77.5 | 0 | 0 | 0 | 0 | 2.2 | 37.4 | 1.6 | 0.1 | 12
Tue, 30.10. 11:00 | 54 | 24.2 | 29.8 | 80.7 | 0 | 0 | 0 | 0 | 2.2 | 42.2 | 1.5 | 0.1 | 12
Tue, 30.10. 12:00 | 54 | 23.4 | 30.6 | 80.7 | 0 | 0 | 0 | 0 | 2 | 47.4 | 1.5 | 0.1 | 12
Tue, 30.10. 13:00 | 49.8 | 20.1 | 29.7 | 76.5 | 0 | 0 | 0 | 0 | 1.9 | 58.5 | 1.4 | 0.1 | 13
Tue, 30.10. 14:00 | 39.9 | 15 | 24.9 | 66.8 | 0 | 0 | 0 | 0 | 1.7 | 65 | 1.3 | 0.1 | 14
Tue, 30.10. 15:00 | 40.1 | 15.3 | 24.8 | 66.9 | 0 | 0 | 0 | 0 | 1.6 | 84.1 | 1.3 | 0.1 | 14
Tue, 30.10. 16:00 | 40.1 | 17.5 | 22.6 | 66.9 | 0 | 0 | 0 | 0 | 1.3 | 110.2 | 1.3 | 0.1 | 13
Tue, 30.10. 17:00 | 41.8 | 17.3 | 24.5 | 68.2 | 0 | 0 | 0 | 0 | 0.8 | 135.4 | 1.8 | 0.1 | 13
Tue, 30.10. 18:00 | 47.9 | 22.7 | 25.2 | 74 | 0 | 0 | 0 | 0 | 0.5 | 150.2 | 2.1 | 0.1 | 12
Tue, 30.10. 19:00 | 47.9 | 22.4 | 25.5 | 73.5 | 0 | 0 | 0 | 0 | 0.4 | 136.2 | 2.6 | 0.1 | 12
Tue, 30.10. 20:00 | 43.1 | 20.3 | 22.8 | 68.9 | 0 | 0 | 0 | 0 | 0.3 | 100 | 2.5 | 0.1 | 12
Tue, 30.10. 21:00 | 43.8 | 21.3 | 22.5 | 69.4 | 0 | 0 | 0 | 0 | 0.3 | 92.3 | 2.6 | 0.1 | 12
Tue, 30.10. 22:00 | 25.8 | 14.2 | 11.6 | 52.6 | 0 | 0 | 0 | 0 | 0.3 | 76.5 | 1.4 | 0.1 | 12
Tue, 30.10. 23:00 | 26.3 | 19 | 7.3 | 53.6 | 0 | 0 | 0 | 0 | 0.2 | 68.4 | 0.9 | 0.1 | 11
Wed, 31.10. 00:00 | 24.4 | 19.4 | 5 | 51.9 | 0 | 0 | 0 | 0 | 0.3 | 37.8 | 0.6 | 0.1 | 11
Wed, 31.10. 01:00 | 22.1 | 19.5 | 2.6 | 50 | 0 | 0 | 0 | 0 | 0.3 | 19.4 | 0.3 | 0.1 | 11
Wed, 31.10. 02:00 | 23.8 | 23.1 | 0.7 | 52 | 0 | 0 | 0 | 0 | 0.2 | 10.1 | 0.1 | 0.1 | 10
Wed, 31.10. 03:00 | 25.1 | 24.3 | 0.8 | 53.3 | 0 | 0 | 0 | 0 | 0.2 | 9 | 0.1 | 0.1 | 10
Wed, 31.10. 04:00 | 28.4 | 26 | 2.4 | 56.3 | 0 | 0 | 0 | 0 | 0.2 | 11.2 | 0.3 | 0.1 | 10
Wed, 31.10. 05:00 | 36 | 28.5 | 7.5 | 63.1 | 0 | 0 | 0 | 0 | 0.3 | 21.7 | 0.9 | 0.1 | 11
Wed, 31.10. 06:00 | 59 | 36.9 | 22.1 | 84.3 | 0 | 0 | 0 | 0 | 0.3 | 42.2 | 2.6 | 0.1 | 11
Wed, 31.10. 07:00 | 64.5 | 39.1 | 25.4 | 89.8 | 0.1 | 0.1 | 0 | 0 | 1.1 | 53.8 | 2.7 | 0.1 | 11
Wed, 31.10. 08:00 | 60.3 | 33.4 | 26.9 | 85.8 | 0.1 | 0.1 | 0 | 0 | 2.1 | 55.9 | 2.5 | 0.1 | 12
Wed, 31.10. 09:00 | 52.6 | 26.4 | 26.2 | 78.5 | 0.2 | 0.2 | 0 | 0 | 2.3 | 46.2 | 2 | 0.1 | 13
Wed, 31.10. 10:00 | 43.5 | 16.9 | 26.6 | 69.6 | 0.2 | 0.2 | 0 | 0 | 2.2 | 37.4 | 1.7 | 0.1 | 15
Wed, 31.10. 11:00 | 43.3 | 15.4 | 27.9 | 69.6 | 0.2 | 0.2 | 0 | 0 | 2.1 | 39.4 | 1.5 | 0.1 | 15
Wed, 31.10. 12:00 | 44.4 | 15 | 29.4 | 70.8 | 0.4 | 0.4 | 0 | 0 | 1.9 | 45.6 | 1.5 | 0.1 | 16
Wed, 31.10. 13:00 | 42 | 14.5 | 27.5 | 68.5 | 0.4 | 0.4 | 0 | 0 | 1.7 | 54.1 | 1.4 | 0.1 | 16
Wed, 31.10. 14:00 | 39.2 | 14.4 | 24.8 | 65.5 | 0.6 | 0.6 | 0 | 0 | 1.7 | 64.4 | 1.4 | 0.1 | 17
Wed, 31.10. 15:00 | 37.8 | 14.1 | 23.7 | 64.2 | 0.6 | 0.6 | 0 | 0 | 1.5 | 80.1 | 1.3 | 0.1 | 17
Wed, 31.10. 16:00 | 36.7 | 13.5 | 23.2 | 63 | 0.7 | 0.7 | 0 | 0 | 1.3 | 112.4 | 1.5 | 0.1 | 17
Wed, 31.10. 17:00 | 35.4 | 12.4 | 23 | 61.4 | 0.6 | 0.6 | 0 | 0 | 0.8 | 127.4 | 1.7 | 0.1 | 17
Wed, 31.10. 18:00 | 40.9 | 16.1 | 24.8 | 66.6 | 0.2 | 0.2 | 0 | 0 | 0.5 | 147.5 | 2.1 | 0.1 | 14.5
Wed, 31.10. 19:00 | 44.2 | 20.1 | 24.1 | 69.6 | 0.1 | 0.1 | 0 | 0 | 0.3 | 128.3 | 2.5 | 0.1 | 13.2
Wed, 31.10. 20:00 | 50.4 | 25.8 | 24.6 | 75.6 | 0.1 | 0.1 | 0 | 0 | 0.3 | 107.4 | 2.7 | 0.1 | 11.8
Wed, 31.10. 21:00 | 52.4 | 31.1 | 21.3 | 77.9 | 0.1 | 0.1 | 0 | 0 | 0.3 | 86.8 | 2.5 | 0.1 | 10.2
Wed, 31.10. 22:00 | 52.4 | 40.8 | 11.6 | 77.3 | 0 | 0 | 0 | 0 | 0.3 | 75.8 | 1.7 | 0.1 | 8.5
Wed, 31.10. 23:00 | 62 | 55.1 | 6.9 | 85.8 | 0 | 0 | 0 | 0 | 0.2 | 64.4 | 1.6 | 0.1 | 7
Thu, 01.11. 00:00 | 88.8 | 83 | 5.8 | 110 | 0 | 0 | 0 | 0 | 0.3 | 70.9 | 2.1 | 0.1 | 5.8
Thu, 01.11. 01:00 | 80 | 77.2 | 2.8 | 102 | 0 | 0 | 0 | 0 | 0.2 | 52.5 | 1.7 | 0.1 | 5.5
Thu, 01.11. 02:00 | 83 | 81.2 | 1.8 | 104.7 | 0 | 0 | 0 | 0 | 0.2 | 38.1 | 1.6 | 0.1 | 5.5
Thu, 01.11. 03:00 | 82.6 | 81.8 | 0.8 | 104.4 | 0 | 0 | 0 | 0 | 0.2 | 18.6 | 1.5 | 0.1 | 5.5
Thu, 01.11. 04:00 | 80.1 | 78.4 | 1.7 | 102.3 | 0 | 0 | 0 | 0 | 0.2 | 10.8 | 1.5 | 0.1 | 5.8
Thu, 01.11. 05:00 | 107.7 | 105.8 | 1.9 | 127.9 | 0 | 0 | 0 | 0 | 0.2 | 9.8 | 1.9 | 0.1 | 6.5
Thu, 01.11. 06:00 | 142.4 | 139.8 | 2.6 | 159.4 | 0 | 0 | 0 | 0 | 0.2 | 10.2 | 2.6 | 0.1 | 6
Thu, 01.11. 07:00 | 133.2 | 127.7 | 5.5 | 151.6 | 0 | 0 | 0 | 0 | 0.3 | 11.2 | 2.5 | 0.2 | 7
Thu, 01.11. 08:00 | 115.9 | 103.3 | 12.6 | 136 | 0 | 0 | 0 | 0 | 0.3 | 10.8 | 2.8 | 0.2 | 8
Thu, 01.11. 09:00 | 103.4 | 78.6 | 24.8 | 124.7 | 0 | 0 | 0 | 0 | 0.3 | 13.1 | 3.6 | 0.2 | 10
Thu, 01.11. 10:00 | 95.1 | 68.7 | 26.4 | 116.5 | 0 | 0 | 0 | 0 | 0.3 | 15.3 | 3.7 | 0.2 | 11
Thu, 01.11. 11:00 | 87.9 | 60.8 | 27.1 | 109.4 | 0 | 0 | 0 | 0 | 0.3 | 22.1 | 3.7 | 0.2 | 12
Thu, 01.11. 12:00 | 81.9 | 57.5 | 24.4 | 104 | 0 | 0 | 0 | 0 | 0.3 | 31.4 | 3.3 | 0.2 | 12
Thu, 01.11. 13:00 | 71.3 | 51.8 | 19.5 | 94.1 | 0 | 0 | 0 | 0 | 0.3 | 41.5 | 2.7 | 0.2 | 13
Thu, 01.11. 14:00 | 75.3 | 57.1 | 18.2 | 98.2 | 0 | 0 | 0 | 0 | 0.3 | 61 | 2.5 | 0.2 | 12
Thu, 01.11. 15:00 | 71 | 55.7 | 15.3 | 94.1 | 0 | 0 | 0 | 0 | 0.3 | 54.9 | 2.2 | 0.2 | 12
Thu, 01.11. 16:00 | 74.4 | 60 | 14.4 | 97.7 | 0 | 0 | 0 | 0 | 0.3 | 61.1 | 2.2 | 0.2 | 11
Thu, 01.11. 17:00 | 84.5 | 68.4 | 16.1 | 107.1 | 0 | 0 | 0 | 0 | 0.3 | 67.8 | 2.5 | 0.2 | 10
Thu, 01.11. 18:00 | 99.6 | 82.3 | 17.3 | 120.4 | 0 | 0 | 0 | 0 | 0.2 | 84.1 | 3 | 0.2 | 9
Thu, 01.11. 19:00 | 115 | 96.7 | 18.3 | 134 | 0 | 0 | 0 | 0 | 0.2 | 89.6 | 3.5 | 0.2 | 8
Thu, 01.11. 20:00 | 115.5 | 98 | 17.5 | 134.5 | 0 | 0 | 0 | 0 | 0.2 | 83.6 | 3.5 | 0.2 | 8
Thu, 01.11. 21:00 | 121.1 | 106.3 | 14.8 | 139.2 | 0 | 0 | 0 | 0 | 0.2 | 70.5 | 3.5 | 0.2 | 7
Thu, 01.11. 22:00 | 72.2 | 60.8 | 11.4 | 95.3 | 0 | 0 | 0 | 0 | 0.3 | 59.1 | 2.1 | 0.2 | 8
Thu, 01.11. 23:00 | 61.5 | 54.2 | 7.3 | 85.7 | 0 | 0 | 0 | 0 | 0.2 | 46.9 | 1.5 | 0.2 | 8
Fri, 02.11. 00:00 | 57.6 | 52.7 | 4.9 | 82.5 | 0 | 0 | 0 | 0 | 0.2 | 37.1 | 1.2 | 0.2 | 8
Fri, 02.11. 01:00 | 51.7 | 49.4 | 2.3 | 77.1 | 0 | 0 | 0 | 0 | 0.2 | 17.7 | 0.8 | 0.2 | 8
Fri, 02.11. 02:00 | 66.4 | 65.6 | 0.8 | 90.5 | 0 | 0 | 0 | 0 | 0.3 | 10.8 | 1 | 0.2 | 7
Fri, 02.11. 03:00 | 69.9 | 69 | 0.9 | 93.7 | 0 | 0 | 0 | 0 | 0.3 | 9.7 | 1 | 0.2 | 7
Fri, 02.11. 04:00 | 74.1 | 71.6 | 2.5 | 97.8 | 0 | 0 | 0 | 0 | 0.2 | 11.5 | 1.2 | 0.2 | 7
Fri, 02.11. 05:00 | 95.6 | 87.6 | 8 | 118.2 | 0 | 0 | 0 | 0 | 0.3 | 23.1 | 1.9 | 0.2 | 8
Fri, 02.11. 06:00 | 132.3 | 110.1 | 22.2 | 151.8 | 0 | 0 | 0 | 0 | 0.3 | 42.2 | 3.7 | 0.2 | 8
Fri, 02.11. 07:00 | 139.6 | 114.6 | 25 | 159.4 | 0 | 0 | 0 | 0 | 1 | 52.7 | 3.8 | 0.2 | 8
Fri, 02.11. 08:00 | 120.7 | 95.7 | 25 | 142.8 | 0 | 0 | 0 | 0 | 2 | 51.7 | 3 | 0.2 | 9
Fri, 02.11. 09:00 | 109 | 82.5 | 26.5 | 132.8 | 0 | 0 | 0 | 0 | 2.3 | 46.6 | 2.4 | 0.2 | 10
Fri, 02.11. 10:00 | 102.1 | 75.1 | 27 | 126.4 | 0 | 0 | 0 | 0 | 2.3 | 37.8 | 2.1 | 0.2 | 10
Fri, 02.11. 11:00 | 101.6 | 70.7 | 30.9 | 125.9 | 0 | 0 | 0 | 0 | 2.3 | 43.5 | 2 | 0.2 | 11
Fri, 02.11. 12:00 | 96 | 67.1 | 28.9 | 120.8 | 0 | 0 | 0 | 0 | 1.9 | 44.6 | 1.8 | 0.2 | 10
Fri, 02.11. 13:00 | 90.7 | 64.2 | 26.5 | 115.7 | 0 | 0 | 0 | 0 | 1.7 | 51.9 | 1.7 | 0.2 | 10
Fri, 02.11. 14:00 | 97.6 | 74 | 23.6 | 121.7 | 0 | 0 | 0 | 0 | 1.6 | 61.2 | 1.8 | 0.2 | 9
Fri, 02.11. 15:00 | 116.2 | 91.6 | 24.6 | 138.5 | 0 | 0 | 0 | 0 | 1.6 | 83.3 | 2.2 | 0.2 | 8
Fri, 02.11. 16:00 | 113.2 | 89.8 | 23.4 | 135.2 | 0 | 0 | 0 | 0 | 1.4 | 113.5 | 2.4 | 0.2 | 8
Fri, 02.11. 17:00 | 107.1 | 83.8 | 23.3 | 129.1 | 0 | 0 | 0 | 0 | 0.8 | 128.8 | 2.6 | 0.2 | 8
Fri, 02.11. 18:00 | 108.4 | 85.7 | 22.7 | 129.9 | 0 | 0 | 0 | 0 | 0.5 | 134.9 | 2.9 | 0.2 | 8
Fri, 02.11. 19:00 | 131.1 | 105.5 | 25.6 | 149.9 | 0 | 0 | 0 | 0 | 0.4 | 136.2 | 4.1 | 0.2 | 7
Fri, 02.11. 20:00 | 121.3 | 97.7 | 23.6 | 140.5 | 0 | 0 | 0 | 0 | 0.3 | 103.2 | 3.9 | 0.2 | 7
Fri, 02.11. 21:00 | 109.5 | 86.8 | 22.7 | 129.8 | 0 | 0 | 0 | 0 | 0.3 | 92.3 | 3.7 | 0.2 | 8
Fri, 02.11. 22:00 | 71.3 | 58.9 | 12.4 | 94.9 | 0 | 0 | 0 | 0 | 0.3 | 80.4 | 2.2 | 0.2 | 8
Fri, 02.11. 23:00 | 60.2 | 53 | 7.2 | 84.9 | 0 | 0 | 0 | 0 | 0.2 | 67.1 | 1.5 | 0.2 | 8
Sat, 03.11. 00:00 | 55.9 | 50.8 | 5.1 | 80.8 | 0 | 0 | 0 | 0 | 0.2 | 52.5 | 1.2 | 0.2 | 8
Sat, 03.11. 01:00 | 55.3 | 52.2 | 3.1 | 80.4 | 0 | 0 | 0 | 0 | 0.2 | 30.6 | 1 | 0.2 | 8
Sat, 03.11. 02:00 | 66.2 | 64.4 | 1.8 | 90.1 | 0 | 0 | 0 | 0 | 0.2 | 20 | 1.1 | 0.2 | 7
Sat, 03.11. 03:00 | 67.2 | 66.4 | 0.8 | 91.2 | 0 | 0 | 0 | 0 | 0.2 | 11.9 | 1 | 0.2 | 7
Sat, 03.11. 04:00 | 72.8 | 71.3 | 1.5 | 96.5 | 0 | 0 | 0 | 0 | 0.2 | 10.5 | 1.2 | 0.2 | 7
Sat, 03.11. 05:00 | 103.6 | 101.9 | 1.7 | 125.1 | 0 | 0 | 0 | 0 | 0.2 | 12.5 | 1.6 | 0.2 | 7
Sat, 03.11. 06:00 | 127.6 | 125.2 | 2.4 | 147.1 | 0 | 0 | 0 | 0 | 0.3 | 12.1 | 2 | 0.2 | 7
Sat, 03.11. 07:00 | 143 | 136.8 | 6.2 | 162 | 0 | 0 | 0 | 0 | 0.4 | 14.4 | 2.4 | 0.3 | 7
Sat, 03.11. 08:00 | 124.2 | 110.4 | 13.8 | 144.9 | 0 | 0 | 0 | 0 | 0.6 | 19.2 | 2.7 | 0.3 | 8
Sat, 03.11. 09:00 | 130.6 | 104.4 | 26.2 | 150.3 | 0 | 0 | 0 | 0 | 0.6 | 25.8 | 4 | 0.3 | 8
Sat, 03.11. 10:00 | 113.9 | 85.1 | 28.8 | 135.2 | 0 | 0 | 0 | 0 | 0.6 | 45 | 3.7 | 0.3 | 9
Sat, 03.11. 11:00 | 101 | 68.6 | 32.4 | 123.3 | 0 | 0 | 0 | 0 | 0.6 | 55.8 | 3.6 | 0.3 | 11
Sat, 03.11. 12:00 | 105.2 | 73.1 | 32.1 | 128 | 0 | 0 | 0 | 0 | 0.6 | 78.4 | 3.3 | 0.3 | 10
Sat, 03.11. 13:00 | 91 | 63.3 | 27.7 | 114.5 | 0 | 0 | 0 | 0 | 0.5 | 85.1 | 2.6 | 0.3 | 11
Sat, 03.11. 14:00 | 98.8 | 71.1 | 27.7 | 122.3 | 0 | 0 | 0 | 0 | 0.5 | 89 | 2.5 | 0.3 | 10
Sat, 03.11. 15:00 | 92.5 | 68.4 | 24.1 | 116.4 | 0 | 0 | 0 | 0 | 0.5 | 80.2 | 2.2 | 0.3 | 10
Sat, 03.11. 16:00 | 112.9 | 89.5 | 23.4 | 134.3 | 0 | 0 | 0 | 0 | 0.4 | 80.2 | 2.7 | 0.3 | 8
Sat, 03.11. 17:00 | 117.5 | 93.5 | 24 | 138.2 | 0 | 0 | 0 | 0 | 0.4 | 85 | 3 | 0.3 | 8
Sat, 03.11. 18:00 | 120.2 | 99.8 | 20.4 | 139.9 | 0 | 0 | 0 | 0 | 0.3 | 81.6 | 3.3 | 0.3 | 7
Sat, 03.11. 19:00 | 128.6 | 106 | 22.6 | 147.8 | 0 | 0 | 0 | 0 | 0.3 | 89.4 | 3.7 | 0.3 | 8
Sat, 03.11. 20:00 | 139.6 | 120.6 | 19 | 156.9 | 0 | 0 | 0 | 0 | 0.3 | 72.6 | 4 | 0.3 | 6
Sat, 03.11. 21:00 | 134.6 | 119.5 | 15.1 | 152.1 | 0 | 0 | 0 | 0 | 0.3 | 69 | 3.7 | 0.3 | 6
Sat, 03.11. 22:00 | 95.7 | 84.1 | 11.6 | 116.5 | 0 | 0 | 0 | 0 | 0.3 | 65.4 | 2.8 | 0.3 | 6
Sat, 03.11. 23:00 | 84.3 | 77.5 | 6.8 | 105.8 | 0 | 0 | 0 | 0 | 0.2 | 53.6 | 2.2 | 0.3 | 5
Sun, 04.11. 00:00 | 88.5 | 83 | 5.5 | 110 | 0 | 0 | 0 | 0 | 0.3 | 68.3 | 2.1 | 0.3 | 6
Sun, 04.11. 01:00 | 95.1 | 92 | 3.1 | 115.8 | 0 | 0 | 0 | 0 | 0.2 | 55.2 | 2 | 0.3 | 5
Sun, 04.11. 02:00 | 93.3 | 91.5 | 1.8 | 114.1 | 0 | 0 | 0 | 0 | 0.2 | 37.8 | 1.9 | 0.3 | 5
Sun, 04.11. 03:00 | 94.4 | 93.6 | 0.8 | 115.2 | 0 | 0 | 0 | 0 | 0.2 | 18.6 | 1.8 | 0.3 | 5
Sun, 04.11. 04:00 | 107 | 105.2 | 1.8 | 126.8 | 0 | 0 | 0 | 0 | 0.2 | 11.8 | 2.1 | 0.3 | 5
Sun, 04.11. 05:00 | 143 | 141.2 | 1.8 | 159.1 | 0 | 0 | 0 | 0 | 0.2 | 9.4 | 2.9 | 0.3 | 5
Sun, 04.11. 06:00 | 181 | 178.4 | 2.6 | 193.1 | 0 | 0 | 0 | 0 | 0.2 | 10.1 | 3.7 | 0.3 | 6
Sun, 04.11. 07:00 | 172.9 | 167.4 | 5.5 | 186.9 | 0 | 0 | 0 | 0 | 0.3 | 11.2 | 3.5 | 0.3 | 7
Sun, 04.11. 08:00 | 159.7 | 147 | 12.7 | 175.2 | 0 | 0 | 0 | 0 | 0.3 | 10.8 | 3.8 | 0.3 | 7
Sun, 04.11. 09:00 | 172.9 | 147.3 | 25.6 | 186.9 | 0 | 0 | 0 | 0 | 0.3 | 13.5 | 5.3 | 0.3 | 7
Sun, 04.11. 10:00 | 165.3 | 138.3 | 27 | 179.8 | 0 | 0 | 0 | 0 | 0.3 | 15.6 | 5.3 | 0.3 | 7
Sun, 04.11. 11:00 | 143.1 | 116.7 | 26.4 | 159.7 | 0 | 0 | 0 | 0 | 0.3 | 21.4 | 4.8 | 0.3 | 8
Sun, 04.11. 12:00 | 129.7 | 107 | 22.7 | 147.6 | 0 | 0 | 0 | 0 | 0.3 | 29.2 | 4.1 | 0.3 | 8
Sun, 04.11. 13:00 | 126.7 | 107.7 | 19 | 145 | 0 | 0 | 0 | 0 | 0.3 | 40.2 | 3.7 | 0.3 | 8
Sun, 04.11. 14:00 | 124.8 | 106.2 | 18.6 | 143.8 | 0 | 0 | 0 | 0 | 0.3 | 62.2 | 3.5 | 0.3 | 9
Sun, 04.11. 15:00 | 116.8 | 101.4 | 15.4 | 136.3 | 0 | 0 | 0 | 0 | 0.3 | 54.9 | 3.1 | 0.3 | 9
Sun, 04.11. 16:00 | 138 | 123.3 | 14.7 | 154.9 | 0 | 0 | 0 | 0 | 0.3 | 61.7 | 3.7 | 0.3 | 7
Sun, 04.11. 17:00 | 164.4 | 147.3 | 17.1 | 178.3 | 0 | 0 | 0 | 0 | 0.3 | 71.8 | 4.6 | 0.3 | 6
Sun, 04.11. 18:00 | 167.8 | 149.7 | 18.1 | 180.8 | 0 | 0 | 0 | 0 | 0.3 | 87.5 | 4.9 | 0.3 | 6
Sun, 04.11. 19:00 | 162.6 | 144.8 | 17.8 | 176 | 0 | 0 | 0 | 0 | 0.2 | 86.9 | 4.8 | 0.3 | 6
Sun, 04.11. 20:00 | 172.4 | 154.4 | 18 | 184.6 | 0 | 0 | 0 | 0 | 0.3 | 85.2 | 5.1 | 0.3 | 6
Sun, 04.11. 21:00 | 171 | 156.4 | 14.6 | 183.1 | 0 | 0 | 0 | 0 | 0.2 | 69.8 | 4.9 | 0.3 | 5
Sun, 04.11. 22:00 | 96 | 85.4 | 10.6 | 116.4 | 0 | 0 | 0 | 0 | 0.2 | 54.6 | 2.8 | 0.3 | 6
Sun, 04.11. 23:00 | 97.8 | 90.7 | 7.1 | 118.1 | 0 | 0 | 0 | 0 | 0.2 | 45.5 | 2.5 | 0.3 | 5
Mon, 05.11. 00:00 | 89.2 | 84.5 | 4.7 | 110.6 | 0 | 0 | 0 | 0 | 0.2 | 35.7 | 2 | 0.3 | 5
Mon, 05.11. 01:00 | 91 | 88.4 | 2.6 | 112.4 | 0 | 0 | 0 | 0 | 0.3 | 19 | 1.8 | 0.3 | 5
Mon, 05.11. 02:00 | 84.7 | 84 | 0.7 | 106.8 | 0 | 0 | 0 | 0 | 0.2 | 10.1 | 1.5 | 0.3 | 5
Mon, 05.11. 03:00 | 86.2 | 85.5 | 0.7 | 108.3 | 0 | 0 | 0 | 0 | 0.2 | 8.7 | 1.6 | 0.3 | 5
Mon, 05.11. 04:00 | 101.2 | 98.5 | 2.7 | 122.3 | 0 | 0 | 0 | 0 | 0.2 | 11.8 | 1.9 | 0.3 | 5
Mon, 05.11. 05:00 | 132.3 | 124.5 | 7.8 | 151 | 0 | 0 | 0 | 0 | 0.3 | 22.2 | 2.9 | 0.3 | 5
Mon, 05.11. 06:00 | 182.6 | 159.9 | 22.7 | 196.9 | 0 | 0 | 0 | 0 | 0.3 | 43 | 5.1 | 0.3 | 5
Mon, 05.11. 07:00 | 170.9 | 146.6 | 24.3 | 187.4 | 0 | 0 | 0 | 0 | 1 | 51.1 | 4.6 | 0.3 | 6
Mon, 05.11. 08:00 | 162.8 | 138.2 | 24.6 | 180.5 | 0 | 0 | 0 | 0 | 2 | 50.7 | 4 | 0.3 | 6
Mon, 05.11. 09:00 | 143.4 | 118.8 | 24.6 | 163.2 | 0 | 0 | 0 | 0 | 2.2 | 43.1 | 3.2 | 0.3 | 7
Mon, 05.11. 10:00 | 134 | 107.1 | 26.9 | 155.1 | 0 | 0 | 0 | 0 | 2.3 | 37.4 | 2.8 | 0.3 | 8
Mon, 05.11. 11:00 | 120 | 91.2 | 28.8 | 142.7 | 0 | 0 | 0 | 0 | 2.2 | 40.2 | 2.4 | 0.3 | 9
Mon, 05.11. 12:00 | 106.7 | 77.3 | 29.4 | 130.9 | 0 | 0 | 0 | 0 | 2 | 45.1 | 2 | 0.3 | 10
Mon, 05.11. 13:00 | 104.1 | 76.3 | 27.8 | 128.4 | 0 | 0 | 0 | 0 | 1.8 | 54.1 | 1.9 | 0.3 | 10
Mon, 05.11. 14:00 | 108.2 | 81.4 | 26.8 | 132.2 | 0 | 0 | 0 | 0 | 1.9 | 68.8 | 2 | 0.3 | 10
Mon, 05.11. 15:00 | 97.5 | 74.1 | 23.4 | 121.9 | 0 | 0 | 0 | 0 | 1.5 | 78.5 | 1.8 | 0.3 | 10
Mon, 05.11. 16:00 | 107.3 | 84.7 | 22.6 | 130.1 | 0 | 0 | 0 | 0 | 1.3 | 109.1 | 2.2 | 0.3 | 9
Mon, 05.11. 17:00 | 115.4 | 92.2 | 23.2 | 136.6 | 0 | 0 | 0 | 0 | 0.8 | 127.4 | 2.8 | 0.3 | 8
Mon, 05.11. 18:00 | 123.3 | 99.5 | 23.8 | 143.6 | 0 | 0 | 0 | 0 | 0.5 | 140.5 | 3.3 | 0.3 | 8
Mon, 05.11. 19:00 | 113 | 88.7 | 24.3 | 133.7 | 0 | 0 | 0 | 0 | 0.4 | 128.3 | 3.5 | 0.3 | 9
Mon, 05.11. 20:00 | 104.9 | 82.4 | 22.5 | 125.9 | 0 | 0 | 0 | 0 | 0.3 | 97.9 | 3.5 | 0.3 | 9
Mon, 05.11. 21:00 | 109.5 | 86.6 | 22.9 | 130 | 0 | 0 | 0 | 0 | 0.3 | 93.2 | 3.7 | 0.3 | 9
Mon, 05.11. 22:00 | 58.8 | 47.2 | 11.6 | 83.8 | 0 | 0 | 0 | 0 | 0.3 | 75 | 1.8 | 0.3 | 9
Mon, 05.11. 23:00 | 48.7 | 41.8 | 6.9 | 74.7 | 0 | 0 | 0 | 0 | 0.2 | 63.7 | 1.2 | 0.3 | 9
Tue, 06.11. 00:00 | 50.4 | 45.5 | 4.9 | 76.4 | 0 | 0 | 0 | 0 | 0.2 | 36.4 | 1 | 0.3 | 9
Tue, 06.11. 01:00 | 49.5 | 46.9 | 2.6 | 75.7 | 0 | 0 | 0 | 0 | 0.3 | 19 | 0.7 | 0.3 | 9
Tue, 06.11. 02:00 | 61.6 | 60.8 | 0.8 | 86.7 | 0 | 0 | 0 | 0 | 0.3 | 11 | 0.8 | 0.3 | 8
Tue, 06.11. 03:00 | 66.7 | 66 | 0.7 | 90.9 | 0 | 0 | 0 | 0 | 0.2 | 8.5 | 1 | 0.3 | 7
Tue, 06.11. 04:00 | 86.6 | 83.9 | 2.7 | 109.6 | 0 | 0 | 0 | 0 | 0.2 | 11.9 | 1.5 | 0.3 | 7
Tue, 06.11. 05:00 | 128.9 | 121 | 7.9 | 148.2 | 0 | 0 | 0 | 0 | 0.3 | 22.9 | 2.7 | 0.3 | 7
Tue, 06.11. 06:00 | 176.9 | 155.1 | 21.8 | 191.5 | 0 | 0 | 0 | 0 | 0.3 | 41.3 | 4.9 | 0.3 | 7
Tue, 06.11. 07:00 | 202.7 | 175.8 | 26.9 | 216.5 | 0 | 0 | 0 | 0 | 1.1 | 56.4 | 5.3 | 0.3 | 7
Tue, 06.11. 08:00 | 186.8 | 160.1 | 26.7 | 202.8 | 0 | 0 | 0 | 0 | 2.1 | 54.8 | 4.5 | 0.3 | 7
Tue, 06.11. 09:00 | 159 | 133.1 | 25.9 | 177.7 | 0 | 0 | 0 | 0 | 2.3 | 45.3 | 3.5 | 0.3 | 8
Tue, 06.11. 10:00 | 149.8 | 123.2 | 26.6 | 169.3 | 0 | 0 | 0 | 0 | 2.2 | 37.1 | 3.1 | 0.3 | 8
Tue, 06.11. 11:00 | 154.5 | 124.3 | 30.2 | 173.9 | 0 | 0 | 0 | 0 | 2.3 | 42.2 | 3.1 | 0.3 | 8
Tue, 06.11. 12:00 | 139.2 | 110.7 | 28.5 | 159.7 | 0 | 0 | 0 | 0 | 1.9 | 43.7 | 2.7 | 0.3 | 8
Tue, 06.11. 13:00 | 139.6 | 112.1 | 27.5 | 160 | 0 | 0 | 0 | 0 | 1.8 | 53.5 | 2.7 | 0.3 | 8
Tue, 06.11. 14:00 | 148 | 121.2 | 26.8 | 167.8 | 0 | 0 | 0 | 0 | 1.9 | 68.8 | 2.9 | 0.3 | 8
Tue, 06.11. 15:00 | 133.9 | 110.5 | 23.4 | 154.3 | 0 | 0 | 0 | 0 | 1.5 | 78.5 | 2.6 | 0.3 | 8
Tue, 06.11. 16:00 | 150.2 | 126.7 | 23.5 | 168.5 | 0 | 0 | 0 | 0 | 1.4 | 113.5 | 3.3 | 0.3 | 7
Tue, 06.11. 17:00 | 157.9 | 133.7 | 24.2 | 174.4 | 0 | 0 | 0 | 0 | 0.8 | 132.8 | 4 | 0.3 | 6
Tue, 06.11. 18:00 | 161.2 | 139 | 22.2 | 176.5 | 0 | 0 | 0 | 0 | 0.5 | 130.8 | 4.3 | 0.3 | 5
Tue, 06.11. 19:00 | 194.4 | 170.1 | 24.3 | 205.7 | 0 | 0 | 0 | 0 | 0.4 | 128.3 | 6 | 0.3 | 3
Tue, 06.11. 20:00 | 216.4 | 190.9 | 25.5 | 225 | 0 | 0 | 0 | 0 | 0.3 | 110.7 | 6.9 | 0.3 | 2
Tue, 06.11. 21:00 | 200.1 | 177.6 | 22.5 | 209.9 | 0 | 0 | 0 | 0 | 0.3 | 91.4 | 6.5 | 0.3 | 2
Tue, 06.11. 22:00 | 153.1 | 141.1 | 12 | 167.5 | 0 | 0 | 0 | 0 | 0.3 | 77.3 | 4.6 | 0.3 | 1
Tue, 06.11. 23:00 | 141.5 | 134.3 | 7.2 | 157.2 | 0 | 0 | 0 | 0 | 0.2 | 66.4 | 3.9 | 0.3 | 1
Wed, 07.11. 00:00 | 130.4 | 125.9 | 4.5 | 147.4 | 0 | 0 | 0 | 0 | 0.2 | 34.2 | 3.3 | 0.3 | 1
Wed, 07.11. 01:00 | 145.1 | 142.4 | 2.7 | 160.7 | 0 | 0 | 0 | 0 | 0.3 | 19.8 | 3.5 | 0.3 | 1
Wed, 07.11. 02:00 | 114.6 | 113.8 | 0.8 | 133.6 | 0 | 0 | 0 | 0 | 0.2 | 10.5 | 2.4 | 0.3 | 3
Wed, 07.11. 03:00 | 110.9 | 110.2 | 0.7 | 130.3 | 0 | 0 | 0 | 0 | 0.2 | 8.7 | 2.3 | 0.3 | 3
Wed, 07.11. 04:00 | 143.3 | 140.6 | 2.7 | 160 | 0 | 0 | 0 | 0 | 0.2 | 11.9 | 3.2 | 0.3 | 2
Wed, 07.11. 05:00 | 201.6 | 193.5 | 8.1 | 212.7 | 0 | 0 | 0 | 0 | 0.3 | 23.1 | 5 | 0.3 | 1
Wed, 07.11. 06:00 | 256.2 | 233.6 | 22.6 | 261.9 | 0 | 0 | 0 | 0 | 0.3 | 42.6 | 7.5 | 0.3 | 1
Wed, 07.11. 07:00 | 263.3 | 238.1 | 25.2 | 269.8 | 0 | 0 | 0 | 0 | 1.1 | 52.7 | 7.4 | 0.3 | 1
Wed, 07.11. 08:00 | 235.5 | 208 | 27.5 | 246.4 | 0 | 0 | 0 | 0 | 2.2 | 56.4 | 5.9 | 0.3 | 4
Wed, 07.11. 09:00 | 200.8 | 173 | 27.8 | 215.5 | 0 | 0 | 0 | 0 | 2.5 | 48.4 | 4.6 | 0.3 | 6
Wed, 07.11. 10:00 | 162.2 | 134.4 | 27.8 | 180.8 | 0 | 0 | 0 | 0 | 2.3 | 38.6 | 3.4 | 0.3 | 8
Wed, 07.11. 11:00 | 131.4 | 102.6 | 28.8 | 153.3 | 0 | 0 | 0 | 0 | 2.2 | 40.2 | 2.5 | 0.3 | 10
Wed, 07.11. 12:00 | 125 | 95 | 30 | 147 | 0 | 0 | 0 | 0 | 2 | 46 | 2.4 | 0.3 | 11
Wed, 07.11. 13:00 | 143.8 | 114.2 | 29.6 | 164.4 | 0 | 0 | 0 | 0 | 1.9 | 57.4 | 2.8 | 0.3 | 9
Wed, 07.11. 14:00 | 132.6 | 107.6 | 25 | 153.8 | 0 | 0 | 0 | 0 | 1.7 | 64.4 | 2.5 | 0.3 | 9
Wed, 07.11. 15:00 | 136.3 | 113.4 | 22.9 | 156.5 | 0 | 0 | 0 | 0 | 1.5 | 76.9 | 2.7 | 0.3 | 8
Wed, 07.11. 16:00 | 121.5 | 100 | 21.5 | 142.6 | 0 | 0 | 0 | 0 | 1.3 | 103.7 | 2.5 | 0.3 | 9
Wed, 07.11. 17:00 | 138.5 | 112.8 | 25.7 | 157.6 | 0 | 0 | 0 | 0 | 0.9 | 140.7 | 3.4 | 0.3 | 9
Wed, 07.11. 18:00 | 150.5 | 125.9 | 24.6 | 167.8 | 0 | 0 | 0 | 0 | 0.5 | 144.7 | 4 | 0.3 | 8
Wed, 07.11. 19:00 | 147 | 122.7 | 24.3 | 163.7 | 0 | 0 | 0 | 0 | 0.4 | 128.3 | 4.4 | 0.3 | 8
Wed, 07.11. 20:00 | 154.7 | 129.1 | 25.6 | 170.3 | 0 | 0 | 0 | 0 | 0.3 | 110.7 | 4.9 | 0.3 | 8
Wed, 07.11. 21:00 | 158.6 | 134.9 | 23.7 | 173.4 | 0 | 0 | 0 | 0 | 0.3 | 95.9 | 5.1 | 0.3 | 7
Wed, 07.11. 22:00 | 86.5 | 74.9 | 11.6 | 108.5 | 0 | 0 | 0 | 0 | 0.3 | 75 | 2.5 | 0.3 | 7
Wed, 07.11. 23:00 | 71.6 | 64.9 | 6.7 | 95.3 | 0 | 0 | 0 | 0 | 0.2 | 61.7 | 1.8 | 0.3 | 7
Thu, 08.11. 00:00 | 53.7 | 48.8 | 4.9 | 79.5 | 0 | 0 | 0 | 0 | 0.2 | 36 | 1.1 | 0.3 | 8
Thu, 08.11. 01:00 | 53.7 | 51.1 | 2.6 | 79.7 | 0 | 0 | 0 | 0 | 0.3 | 19.2 | 0.9 | 0.3 | 8
Thu, 08.11. 02:00 | 52.8 | 52 | 0.8 | 79 | 0 | 0 | 0 | 0 | 0.3 | 10.9 | 0.7 | 0.3 | 8
Thu, 08.11. 03:00 | 55.1 | 54.2 | 0.9 | 81.1 | 0 | 0 | 0 | 0 | 0.3 | 9.7 | 0.7 | 0.3 | 8
Thu, 08.11. 04:00 | 46.6 | 44.1 | 2.5 | 73.8 | 0 | 0 | 0 | 0 | 0.2 | 11.2 | 0.6 | 0.3 | 9
Thu, 08.11. 05:00 | 77.1 | 68.5 | 8.6 | 102.9 | 0 | 0 | 0 | 0 | 0.3 | 24.5 | 1.4 | 0.3 | 9
Thu, 08.11. 06:00 | 96.5 | 75.4 | 21.1 | 120.6 | 0 | 0 | 0 | 0 | 0.3 | 39.6 | 2.9 | 0.3 | 9
Thu, 08.11. 07:00 | 113.7 | 87.5 | 26.2 | 137.3 | 0 | 0 | 0 | 0 | 1.1 | 54.8 | 3.2 | 0.3 | 9
Thu, 08.11. 08:00 | 91.2 | 66.5 | 24.7 | 116.9 | 0 | 0 | 0 | 0 | 2 | 50.7 | 2.4 | 0.3 | 10
Thu, 08.11. 09:00 | 93.2 | 66.5 | 26.7 | 119.2 | 0 | 0 | 0 | 0 | 2.4 | 46.6 | 2.1 | 0.3 | 10
Thu, 08.11. 10:00 | 85.3 | 58.9 | 26.4 | 111.8 | 0 | 0 | 0 | 0 | 2.2 | 36.7 | 1.8 | 0.3 | 10
Thu, 08.11. 11:00 | 94.7 | 62.9 | 31.8 | 121.1 | 0 | 0 | 0 | 0 | 2.4 | 44.3 | 1.8 | 0.3 | 10
Thu, 08.11. 12:00 | 88.8 | 57.9 | 30.9 | 115.5 | 0 | 0 | 0 | 0 | 2.1 | 47.4 | 1.7 | 0.3 | 10
Thu, 08.11. 13:00 | 84.8 | 56.1 | 28.7 | 111.5 | 0 | 0 | 0 | 0 | 1.8 | 55.8 | 1.5 | 0.3 | 10
Thu, 08.11. 14:00 | 91.5 | 66.2 | 25.3 | 117.1 | 0 | 0 | 0 | 0 | 1.8 | 65 | 1.7 | 0.3 | 9
Thu, 08.11. 15:00 | 91.3 | 66.7 | 24.6 | 116.9 | 0 | 0 | 0 | 0 | 1.6 | 82.5 | 1.7 | 0.3 | 9
Thu, 08.11. 16:00 | 84.8 | 62.3 | 22.5 | 110.4 | 0 | 0 | 0 | 0 | 1.3 | 108.1 | 1.7 | 0.3 | 9
Thu, 08.11. 17:00 | 86 | 62 | 24 | 111.2 | 0 | 0 | 0 | 0 | 0.8 | 131.4 | 2.1 | 0.3 | 9
Thu, 08.11. 18:00 | 78 | 53.9 | 24.1 | 103.9 | 0 | 0 | 0 | 0 | 0.5 | 141.9 | 2.2 | 0.3 | 10
Thu, 08.11. 19:00 | 75.9 | 52 | 23.9 | 101.3 | 0 | 0 | 0 | 0 | 0.3 | 125.7 | 2.7 | 0.3 | 10
Thu, 08.11. 20:00 | 73.4 | 50.3 | 23.1 | 98.8 | 0 | 0 | 0 | 0 | 0.3 | 100 | 2.7 | 0.3 | 10
Thu, 08.11. 21:00 | 72.7 | 50.3 | 22.4 | 98 | 0 | 0 | 0 | 0 | 0.3 | 90.5 | 2.8 | 0.3 | 10
Thu, 08.11. 22:00 | 43.7 | 31.5 | 12.2 | 70.9 | 0 | 0 | 0 | 0 | 0.3 | 78.8 | 1.5 | 0.3 | 10
Thu, 08.11. 23:00 | 33.5 | 26.7 | 6.8 | 61.6 | 0 | 0 | 0 | 0 | 0.2 | 63.1 | 0.9 | 0.3 | 10
Fri, 09.11. 00:00 | 28.9 | 24.6 | 4.3 | 57.3 | 0 | 0 | 0 | 0 | 0.2 | 32.4 | 0.6 | 0.3 | 10
Fri, 09.11. 01:00 | 32.3 | 29.6 | 2.7 | 60.8 | 0 | 0 | 0 | 0 | 0.3 | 19.8 | 0.4 | 0.3 | 10
Fri, 09.11. 02:00 | 42.2 | 41.3 | 0.9 | 69.6 | 0 | 0 | 0 | 0 | 0.3 | 11 | 0.4 | 0.3 | 9
Fri, 09.11. 03:00 | 41.2 | 40.4 | 0.8 | 68.7 | 0 | 0 | 0 | 0 | 0.2 | 9.1 | 0.4 | 0.3 | 9
Fri, 09.11. 04:00 | 50.6 | 47.8 | 2.8 | 77.7 | 0 | 0 | 0 | 0 | 0.3 | 12 | 0.6 | 0.3 | 9
Fri, 09.11. 05:00 | 73.7 | 65.6 | 8.1 | 99.6 | 0 | 0 | 0 | 0 | 0.3 | 23.1 | 1.3 | 0.3 | 9
Fri, 09.11. 06:00 | 109.5 | 86 | 23.5 | 132.8 | 0 | 0 | 0 | 0 | 0.4 | 44.3 | 3.2 | 0.3 | 9
Fri, 09.11. 07:00 | 114.3 | 88.3 | 26 | 137.8 | 0 | 0 | 0 | 0 | 1.1 | 54.3 | 3.2 | 0.3 | 9
Fri, 09.11. 08:00 | 103.2 | 78.5 | 24.7 | 127.7 | 0 | 0 | 0 | 0 | 2 | 50.7 | 2.7 | 0.3 | 9
Fri, 09.11. 09:00 | 103.8 | 77.6 | 26.2 | 128.6 | 0 | 0 | 0 | 0 | 2.4 | 45.7 | 2.4 | 0.3 | 9
Fri, 09.11. 10:00 | 89.1 | 61.9 | 27.2 | 115.5 | 0 | 0 | 0 | 0 | 2.3 | 37.8 | 1.9 | 0.3 | 10
Fri, 09.11. 11:00 | 89.7 | 59.9 | 29.8 | 116.2 | 0 | 0 | 0 | 0 | 2.2 | 41.4 | 1.7 | 0.3 | 10
Fri, 09.11. 12:00 | 83 | 54.4 | 28.6 | 109.7 | 0 | 0 | 0 | 0 | 1.9 | 43.7 | 1.6 | 0.3 | 10
Fri, 09.11. 13:00 | 86.8 | 57.8 | 29 | 113.5 | 0 | 0 | 0 | 0 | 1.9 | 56.3 | 1.6 | 0.3 | 10
Fri, 09.11. 14:00 | 82.2 | 56.6 | 25.6 | 109.1 | 0 | 0 | 0 | 0 | 1.8 | 65.7 | 1.5 | 0.3 | 10
Fri, 09.11. 15:00 | 79.7 | 55.4 | 24.3 | 106.6 | 0 | 0 | 0 | 0 | 1.6 | 80.9 | 1.4 | 0.3 | 10
Fri, 09.11. 16:00 | 91 | 67.2 | 23.8 | 116.3 | 0 | 0 | 0 | 0 | 1.4 | 114.6 | 1.9 | 0.3 | 9
Fri, 09.11. 17:00 | 89.7 | 64.9 | 24.8 | 114.6 | 0 | 0 | 0 | 0 | 0.9 | 135.4 | 2.2 | 0.3 | 9
Fri, 09.11. 18:00 | 88.6 | 64.9 | 23.7 | 113.2 | 0 | 0 | 0 | 0 | 0.5 | 139.1 | 2.4 | 0.3 | 9
Fri, 09.11. 19:00 | 91.2 | 66.3 | 24.9 | 115.1 | 0 | 0 | 0 | 0 | 0.4 | 130.9 | 3 | 0.3 | 9
Fri, 09.11. 20:00 | 88.4 | 64.3 | 24.1 | 112.4 | 0 | 0 | 0 | 0 | 0.3 | 104.2 | 3.1 | 0.3 | 9
Fri, 09.11. 21:00 | 92.7 | 70.9 | 21.8 | 115.6 | 0 | 0 | 0 | 0 | 0.3 | 87.7 | 3.2 | 0.3 | 8
Fri, 09.11. 22:00 | 64.3 | 52.4 | 11.9 | 89.2 | 0 | 0 | 0 | 0 | 0.3 | 76.5 | 2 | 0.3 | 8
Fri, 09.11. 23:00 | 46.8 | 39.5 | 7.3 | 73.5 | 0 | 0 | 0 | 0 | 0.3 | 67.1 | 1.2 | 0.3 | 9
Sat, 10.11. 00:00 | 43.7 | 38.3 | 5.4 | 70.7 | 0 | 0 | 0 | 0 | 0.3 | 54.7 | 0.9 | 0.3 | 9
Sat, 10.11. 01:00 | 39.1 | 36.3 | 2.8 | 66.5 | 0 | 0 | 0 | 0 | 0.2 | 29.4 | 0.6 | 0.3 | 9
Sat, 10.11. 02:00 | 47.8 | 46.1 | 1.7 | 74.2 | 0 | 0 | 0 | 0 | 0.2 | 18.6 | 0.7 | 0.3 | 8
Sat, 10.11. 03:00 | 47.7 | 47 | 0.7 | 74.2 | 0 | 0 | 0 | 0 | 0.2 | 11 | 0.6 | 0.3 | 8
Sat, 10.11. 04:00 | 58.2 | 56.7 | 1.5 | 84.2 | 0 | 0 | 0 | 0 | 0.3 | 11 | 0.8 | 0.3 | 8
Sat, 10.11. 05:00 | 68.7 | 67.1 | 1.6 | 94.4 | 0 | 0 | 0 | 0 | 0.2 | 11.5 | 0.8 | 0.3 | 8
Sat, 10.11. 06:00 | 80.6 | 78.1 | 2.5 | 106.4 | 0 | 0 | 0 | 0 | 0.3 | 12.3 | 0.8 | 0.3 | 9
Sat, 10.11. 07:00 | 84.2 | 78.5 | 5.7 | 109.9 | 0 | 0 | 0 | 0 | 0.4 | 13.4 | 1.1 | 0.3 | 9
Sat, 10.11. 08:00 | 86.2 | 72.6 | 13.6 | 111.4 | 0 | 0 | 0 | 0 | 0.6 | 18.6 | 1.9 | 0.3 | 9
Sat, 10.11. 09:00 | 89.2 | 61.9 | 27.3 | 114.1 | 0 | 0 | 0 | 0 | 0.7 | 26.5 | 3.1 | 0.3 | 10
Sat, 10.11. 10:00 | 87.2 | 56.9 | 30.3 | 112.2 | 0 | 0 | 0 | 0 | 0.6 | 46.9 | 3.2 | 0.3 | 10
Sat, 10.11. 11:00 | 81.1 | 48.7 | 32.4 | 106 | 0 | 0 | 0 | 0 | 0.6 | 55.3 | 3.2 | 0.3 | 11
Sat, 10.11. 12:00 | 77.4 | 46.6 | 30.8 | 102.9 | 0 | 0 | 0 | 0 | 0.6 | 74.5 | 2.8 | 0.3 | 11
Sat, 10.11. 13:00 | 72.8 | 43.1 | 29.7 | 98.5 | 0 | 0 | 0 | 0 | 0.6 | 90.4 | 2.4 | 0.3 | 12
Sat, 10.11. 14:00 | 76.2 | 48 | 28.2 | 102.3 | 0 | 0 | 0 | 0 | 0.6 | 89.9 | 2.2 | 0.3 | 11
Sat, 10.11. 15:00 | 72.6 | 49 | 23.6 | 99.2 | 0 | 0 | 0 | 0 | 0.5 | 77.8 | 1.8 | 0.3 | 10
Sat, 10.11. 16:00 | 77.4 | 52.5 | 24.9 | 103.7 | 0 | 0 | 0 | 0 | 0.5 | 84.3 | 1.9 | 0.3 | 10
Sat, 10.11. 17:00 | 75.4 | 51.4 | 24 | 101.5 | 0 | 0 | 0 | 0 | 0.4 | 84.1 | 2 | 0.3 | 10
Sat, 10.11. 18:00 | 71.9 | 50.7 | 21.2 | 97.9 | 0 | 0 | 0 | 0 | 0.3 | 83.3 | 2.1 | 0.3 | 10
Sat, 10.11. 19:00 | 84.1 | 63.5 | 20.6 | 108.6 | 0 | 0 | 0 | 0 | 0.3 | 80.2 | 2.6 | 0.3 | 9
Sat, 10.11. 20:00 | 84.8 | 65.6 | 19.2 | 109.1 | 0 | 0 | 0 | 0 | 0.3 | 72.6 | 2.6 | 0.3 | 9
Sat, 10.11. 21:00 | 77.7 | 62.9 | 14.8 | 102.6 | 0 | 0 | 0 | 0 | 0.3 | 67.1 | 2.2 | 0.3 | 9
Sat, 10.11. 22:00 | 53.1 | 41.8 | 11.3 | 79.3 | 0 | 0 | 0 | 0 | 0.3 | 62.9 | 1.7 | 0.3 | 9
Sat, 10.11. 23:00 | 47.9 | 40.1 | 7.8 | 74.6 | 0 | 0 | 0 | 0 | 0.3 | 61.9 | 1.2 | 0.3 | 9
Sun, 11.11. 00:00 | 42 | 36.6 | 5.4 | 69.2 | 0 | 0 | 0 | 0 | 0.2 | 65.7 | 0.9 | 0.3 | 9
Sun, 11.11. 01:00 | 38.7 | 35.6 | 3.1 | 66.1 | 0 | 0 | 0 | 0 | 0.2 | 53 | 0.6 | 0.3 | 9
Sun, 11.11. 02:00 | 51.4 | 49.6 | 1.8 | 77.6 | 0 | 0 | 0 | 0 | 0.3 | 39.3 | 0.8 | 0.3 | 8
Sun, 11.11. 03:00 | 39 | 38.2 | 0.8 | 66.6 | 0 | 0 | 0 | 0 | 0.3 | 19 | 0.4 | 0.3 | 9
Sun, 11.11. 04:00 | 42.7 | 40.9 | 1.8 | 70.2 | 0 | 0 | 0 | 0 | 0.2 | 11.7 | 0.5 | 0.3 | 9
Sun, 11.11. 05:00 | 53.8 | 51.9 | 1.9 | 80.9 | 0 | 0 | 0 | 0 | 0.2 | 9.4 | 0.6 | 0.3 | 9
Sun, 11.11. 06:00 | 68 | 65.4 | 2.6 | 94.7 | 0 | 0 | 0 | 0 | 0.2 | 10 | 0.7 | 0.3 | 9
Sun, 11.11. 07:00 | 62.2 | 56.5 | 5.7 | 89.6 | 0 | 0 | 0 | 0 | 0.3 | 11.4 | 0.8 | 0.3 | 10
Sun, 11.11. 08:00 | 61.1 | 48.5 | 12.6 | 88.1 | 0 | 0 | 0 | 0 | 0.3 | 10.6 | 1.6 | 0.3 | 10
Sun, 11.11. 09:00 | 66.4 | 42 | 24.4 | 92 | 0 | 0 | 0 | 0 | 0.3 | 12.8 | 2.9 | 0.3 | 11
Sun, 11.11. 10:00 | 67 | 40.6 | 26.4 | 92.4 | 0 | 0 | 0 | 0 | 0.3 | 15.2 | 3.1 | 0.3 | 11
Sun, 11.11. 11:00 | 58.2 | 32.3 | 25.9 | 83.7 | 0 | 0 | 0 | 0 | 0.3 | 20.8 | 3 | 0.3 | 12
Sun, 11.11. 12:00 | 55 | 29.8 | 25.2 | 80.5 | 0 | 0 | 0 | 0 | 0.3 | 32 | 2.9 | 0.3 | 13
Sun, 11.11. 13:00 | 50.8 | 29.8 | 21 | 76.8 | 0 | 0 | 0 | 0 | 0.3 | 44 | 2.4 | 0.3 | 13
Sun, 11.11. 14:00 | 46.4 | 28.3 | 18.1 | 72.9 | 0 | 0 | 0 | 0 | 0.3 | 59.8 | 2 | 0.3 | 13
Sun, 11.11. 15:00 | 43.1 | 27.7 | 15.4 | 69.8 | 0 | 0 | 0 | 0 | 0.3 | 54.4 | 1.7 | 0.3 | 13
Sun, 11.11. 16:00 | 49.6 | 33.6 | 16 | 76.2 | 0 | 0 | 0 | 0 | 0.3 | 66.7 | 1.8 | 0.3 | 12
Sun, 11.11. 17:00 | 51.7 | 35.9 | 15.8 | 78.4 | 0 | 0 | 0 | 0 | 0.3 | 65.7 | 1.9 | 0.3 | 11
Sun, 11.11. 18:00 | 46.6 | 30.5 | 16.1 | 73.1 | 0 | 0 | 0 | 0 | 0.2 | 77.4 | 1.9 | 0.3 | 12
Sun, 11.11. 19:00 | 60.1 | 40.9 | 19.2 | 86.1 | 0 | 0 | 0 | 0 | 0.3 | 92.2 | 2.3 | 0.3 | 11
Sun, 11.11. 20:00 | 56.9 | 39.4 | 17.5 | 83.1 | 0 | 0 | 0 | 0 | 0.2 | 81.9 | 2.2 | 0.3 | 11
Sun, 11.11. 21:00 | 54.5 | 39.4 | 15.1 | 80.9 | 0 | 0 | 0 | 0 | 0.3 | 71.2 | 1.9 | 0.3 | 11
Sun, 11.11. 22:00 | 33.1 | 22.3 | 10.8 | 60.7 | 0 | 0 | 0 | 0 | 0.2 | 55.1 | 1.3 | 0.3 | 11
Sun, 11.11. 23:00 | 22.2 | 15.2 | 7 | 50.2 | 0 | 0 | 0 | 0 | 0.2 | 44.5 | 0.9 | 0.3 | 12
Mon, 12.11. 00:00 | 30 | 25 | 5 | 58.1 | 0 | 0 | 0 | 0 | 0.3 | 37.5 | 0.7 | 0.3 | 11
Mon, 12.11. 01:00 | 27.3 | 24.7 | 2.6 | 55.7 | 0 | 0 | 0 | 0 | 0.3 | 18.9 | 0.4 | 0.3 | 11
Mon, 12.11. 02:00 | 31.1 | 30.3 | 0.8 | 59.6 | 0 | 0 | 0 | 0 | 0.3 | 10.5 | 0.2 | 0.3 | 10
Mon, 12.11. 03:00 | 30.4 | 29.7 | 0.7 | 59 | 0 | 0 | 0 | 0 | 0.2 | 8.6 | 0.2 | 0.3 | 10
Mon, 12.11. 04:00 | 53.6 | 50.9 | 2.7 | 80.4 | 0 | 0 | 0 | 0 | 0.3 | 11.9 | 0.7 | 0.3 | 9
Mon, 12.11. 05:00 | 77.6 | 69.9 | 7.7 | 102.6 | 0 | 0 | 0 | 0 | 0.3 | 21.7 | 1.5 | 0.3 | 9
Mon, 12.11. 06:00 | 127.8 | 103.5 | 24.3 | 148.8 | 0 | 0 | 0 | 0 | 0.4 | 45.6 | 3.8 | 0.3 | 9
Mon, 12.11. 07:00 | 140 | 113.9 | 26.1 | 160.3 | 0 | 0 | 0 | 0 | 1.1 | 54.3 | 3.9 | 0.3 | 8
Mon, 12.11. 08:00 | 113.6 | 89.1 | 24.5 | 136.7 | 0 | 0 | 0 | 0 | 2 | 50.1 | 2.9 | 0.3 | 9
Mon, 12.11. 09:00 | 110.4 | 85.1 | 25.3 | 134.1 | 0 | 0 | 0 | 0 | 2.3 | 44 | 2.5 | 0.3 | 9
Mon, 12.11. 10:00 | 106.1 | 79.8 | 26.3 | 130.2 | 0 | 0 | 0 | 0 | 2.2 | 36.3 | 2.3 | 0.3 | 9
Mon, 12.11. 11:00 | 97.9 | 66.9 | 31 | 123 | 0 | 0 | 0 | 0 | 2.3 | 43.1 | 2 | 0.3 | 11
Mon, 12.11. 12:00 | 90.6 | 60.7 | 29.9 | 116 | 0 | 0 | 0 | 0 | 2 | 45.6 | 1.8 | 0.3 | 11
Mon, 12.11. 13:00 | 88.9 | 58.5 | 30.4 | 114.1 | 0 | 0 | 0 | 0 | 1.9 | 58.5 | 1.9 | 0.3 | 12
Mon, 12.11. 14:00 | 78.3 | 53.4 | 24.9 | 103.9 | 0 | 0 | 0 | 0 | 1.8 | 63.7 | 1.6 | 0.3 | 12
Mon, 12.11. 15:00 | 85.1 | 60.3 | 24.8 | 110.6 | 0 | 0 | 0 | 0 | 1.6 | 82.5 | 1.7 | 0.3 | 11
Mon, 12.11. 16:00 | 88 | 67.1 | 20.9 | 112.7 | 0 | 0 | 0 | 0 | 1.2 | 100.4 | 1.9 | 0.3 | 9
Mon, 12.11. 17:00 | 114.6 | 91.1 | 23.5 | 136 | 0 | 0 | 0 | 0 | 0.8 | 127.4 | 2.9 | 0.3 | 7
Mon, 12.11. 18:00 | 136.7 | 112 | 24.7 | 155.8 | 0 | 0 | 0 | 0 | 0.5 | 144.7 | 3.7 | 0.3 | 6
Mon, 12.11. 19:00 | 134.8 | 109.8 | 25 | 153.5 | 0 | 0 | 0 | 0 | 0.4 | 130.9 | 4.2 | 0.3 | 6
Mon, 12.11. 20:00 | 129.8 | 105.8 | 24 | 148.6 | 0 | 0 | 0 | 0 | 0.3 | 103.2 | 4.2 | 0.3 | 6
Mon, 12.11. 21:00 | 136.6 | 114.3 | 22.3 | 154.2 | 0 | 0 | 0 | 0 | 0.3 | 89.6 | 4.5 | 0.4 | 5
Mon, 12.11. 22:00 | 103.8 | 91.4 | 12.4 | 124.3 | 0 | 0 | 0 | 0 | 0.3 | 79.6 | 3.1 | 0.4 | 5
Mon, 12.11. 23:00 | 104.9 | 97.6 | 7.3 | 125.2 | 0 | 0 | 0 | 0 | 0.3 | 67.7 | 2.7 | 0.4 | 4
Tue, 13.11. 00:00 | 104.5 | 99.6 | 4.9 | 124.8 | 0 | 0 | 0 | 0 | 0.3 | 36.4 | 2.5 | 0.4 | 4
Tue, 13.11. 01:00 | 92.5 | 89.9 | 2.6 | 114.3 | 0 | 0 | 0 | 0 | 0.3 | 18.9 | 1.9 | 0.4 | 5
Tue, 13.11. 02:00 | 80 | 79.2 | 0.8 | 103.2 | 0 | 0 | 0 | 0 | 0.3 | 10.5 | 1.3 | 0.4 | 6
Tue, 13.11. 03:00 | 82.1 | 81.3 | 0.8 | 105.1 | 0 | 0 | 0 | 0 | 0.3 | 9.1 | 1.4 | 0.4 | 6
Tue, 13.11. 04:00 | 97.5 | 94.7 | 2.8 | 119.6 | 0 | 0 | 0 | 0 | 0.3 | 12 | 1.8 | 0.4 | 6
Tue, 13.11. 05:00 | 145.8 | 137.3 | 8.5 | 163.9 | 0 | 0 | 0 | 0 | 0.3 | 24.2 | 3.1 | 0.4 | 6
Tue, 13.11. 06:00 | 184 | 161.9 | 22.1 | 198.2 | 0 | 0 | 0 | 0 | 0.3 | 41.3 | 5.1 | 0.4 | 6
Tue, 13.11. 07:00 | 200.5 | 174.6 | 25.9 | 214.5 | 0 | 0 | 0 | 0 | 1.1 | 53.8 | 5.3 | 0.4 | 6
Tue, 13.11. 08:00 | 189.2 | 163.1 | 26.1 | 205.1 | 0 | 0 | 0 | 0 | 2.1 | 53.3 | 4.6 | 0.4 | 6
Tue, 13.11. 09:00 | 167.1 | 140.9 | 26.2 | 185.3 | 0 | 0 | 0 | 0 | 2.4 | 45.3 | 3.8 | 0.4 | 7
Tue, 13.11. 10:00 | 148.6 | 121.5 | 27.1 | 168.8 | 0 | 0 | 0 | 0 | 2.3 | 37.4 | 3.1 | 0.4 | 8
Tue, 13.11. 11:00 | 133.8 | 104.8 | 29 | 155.6 | 0 | 0 | 0 | 0 | 2.2 | 40.2 | 2.6 | 0.4 | 9
Tue, 13.11. 12:00 | 118.7 | 89.3 | 29.4 | 142.1 | 0 | 0 | 0 | 0 | 2 | 44.6 | 2.2 | 0.4 | 10
Tue, 13.11. 13:00 | 114.7 | 87.2 | 27.5 | 138.2 | 0 | 0 | 0 | 0 | 1.8 | 53 | 2.1 | 0.4 | 10
Tue, 13.11. 14:00 | 108.2 | 84.3 | 23.9 | 132.1 | 0 | 0 | 0 | 0 | 1.7 | 61.2 | 2 | 0.4 | 10
Tue, 13.11. 15:00 | 118.5 | 95.3 | 23.2 | 141 | 0 | 0 | 0 | 0 | 1.5 | 76.9 | 2.3 | 0.4 | 9
Tue, 13.11. 16:00 | 147.7 | 124 | 23.7 | 166.7 | 0 | 0 | 0 | 0 | 1.4 | 113.5 | 3.2 | 0.4 | 7
Tue, 13.11. 17:00 | 160.2 | 135 | 25.2 | 177.1 | 0 | 0 | 0 | 0 | 0.9 | 136.8 | 4 | 0.4 | 6
Tue, 13.11. 18:00 | 158.1 | 134.2 | 23.9 | 174.6 | 0 | 0 | 0 | 0 | 0.5 | 139.1 | 4.2 | 0.4 | 6
Tue, 13.11. 19:00 | 165.2 | 141.4 | 23.8 | 180.2 | 0 | 0 | 0 | 0 | 0.3 | 124.4 | 5 | 0.4 | 5
Tue, 13.11. 20:00 | 167.1 | 144.5 | 22.6 | 181.3 | 0 | 0 | 0 | 0 | 0.3 | 96.8 | 5.3 | 0.4 | 4
Tue, 13.11. 21:00 | 174.7 | 150.5 | 24.2 | 188.1 | 0 | 0 | 0 | 0 | 0.3 | 96.9 | 5.6 | 0.4 | 5
Tue, 13.11. 22:00 | 109.6 | 97.5 | 12.1 | 129.4 | 0 | 0 | 0 | 0 | 0.3 | 78.1 | 3.2 | 0.4 | 5
Tue, 13.11. 23:00 | 110.3 | 102.9 | 7.4 | 130.1 | 0 | 0 | 0 | 0 | 0.3 | 67.7 | 2.8 | 0.4 | 4
Wed, 14.11. 00:00 | 92.1 | 87.2 | 4.9 | 114 | 0 | 0 | 0 | 0 | 0.3 | 36.4 | 2.1 | 0.4 | 5
Wed, 14.11. 01:00 | 87.4 | 84.9 | 2.5 | 109.7 | 0 | 0 | 0 | 0 | 0.2 | 18.1 | 1.8 | 0.4 | 5
Wed, 14.11. 02:00 | 85.7 | 84.9 | 0.8 | 108.3 | 0 | 0 | 0 | 0 | 0.2 | 10.1 | 1.6 | 0.4 | 5
Wed, 14.11. 03:00 | 98.4 | 97.5 | 0.9 | 120 | 0 | 0 | 0 | 0 | 0.3 | 9.8 | 1.8 | 0.4 | 5
Wed, 14.11. 04:00 | 100.9 | 98.3 | 2.6 | 122.6 | 0 | 0 | 0 | 0 | 0.2 | 11.5 | 1.9 | 0.4 | 5
Wed, 14.11. 05:00 | 139.3 | 131.4 | 7.9 | 158 | 0 | 0 | 0 | 0 | 0.3 | 22.6 | 3 | 0.4 | 5
Wed, 14.11. 06:00 | 195.6 | 171.9 | 23.7 | 209.2 | 0 | 0 | 0 | 0 | 0.4 | 44.3 | 5.5 | 0.4 | 5
Wed, 14.11. 07:00 | 196.7 | 171 | 25.7 | 211.2 | 0 | 0 | 0 | 0 | 1.1 | 53.2 | 5.3 | 0.4 | 5
Wed, 14.11. 08:00 | 164 | 139.8 | 24.2 | 182 | 0 | 0 | 0 | 0 | 1.9 | 49.1 | 4.1 | 0.4 | 6
Wed, 14.11. 09:00 | 159.7 | 134.7 | 25 | 178.3 | 0 | 0 | 0 | 0 | 2.2 | 43.1 | 3.7 | 0.4 | 6
Wed, 14.11. 10:00 | 153.4 | 125.6 | 27.8 | 173.1 | 0 | 0 | 0 | 0 | 2.4 | 38.2 | 3.3 | 0.4 | 7
Wed, 14.11. 11:00 | 141.5 | 111.2 | 30.3 | 162.7 | 0 | 0 | 0 | 0 | 2.3 | 41.9 | 2.8 | 0.4 | 8
Wed, 14.11. 12:00 | 141.4 | 109.8 | 31.6 | 162.7 | 0 | 0 | 0 | 0 | 2.1 | 47.9 | 2.8 | 0.4 | 8
Wed, 14.11. 13:00 | 133.4 | 104.7 | 28.7 | 155.1 | 0 | 0 | 0 | 0 | 1.8 | 55.2 | 2.6 | 0.4 | 8
Wed, 14.11. 14:00 | 124.3 | 99.7 | 24.6 | 146.5 | 0 | 0 | 0 | 0 | 1.7 | 62.5 | 2.4 | 0.4 | 8
Wed, 14.11. 15:00 | 111.9 | 88.4 | 23.5 | 135.2 | 0 | 0 | 0 | 0 | 1.6 | 77.7 | 2.1 | 0.4 | 9
Wed, 14.11. 16:00 | 111 | 88.4 | 22.6 | 133.9 | 0 | 0 | 0 | 0 | 1.3 | 108.1 | 2.3 | 0.4 | 9
Wed, 14.11. 17:00 | 117.8 | 92.5 | 25.3 | 139.6 | 0 | 0 | 0 | 0 | 0.9 | 136.8 | 2.9 | 0.4 | 9
Wed, 14.11. 18:00 | 125.7 | 100 | 25.7 | 146.5 | 0 | 0 | 0 | 0 | 0.6 | 150.2 | 3.4 | 0.4 | 9
Wed, 14.11. 19:00 | 126.8 | 100.5 | 26.3 | 146.8 | 0 | 0 | 0 | 0 | 0.4 | 137.5 | 4 | 0.4 | 9
Wed, 14.11. 20:00 | 120.8 | 95.7 | 25.1 | 140.9 | 0 | 0 | 0 | 0 | 0.3 | 107.4 | 4 | 0.4 | 9
Wed, 14.11. 21:00 | 113.6 | 90.6 | 23 | 134 | 0 | 0 | 0 | 0 | 0.3 | 92.3 | 3.8 | 0.4 | 9
Wed, 14.11. 22:00 | 62.3 | 50.2 | 12.1 | 87.5 | 0 | 0 | 0 | 0 | 0.3 | 77.3 | 2 | 0.4 | 9
Wed, 14.11. 23:00 | 49.2 | 42.3 | 6.9 | 75.8 | 0 | 0 | 0 | 0 | 0.2 | 63.1 | 1.2 | 0.4 | 9
Thu, 15.11. 00:00 | 58.9 | 54 | 4.9 | 84.3 | 0 | 0 | 0 | 0 | 0.2 | 35.7 | 1.2 | 0.4 | 8
Thu, 15.11. 01:00 | 56.9 | 54.3 | 2.6 | 82.8 | 0 | 0 | 0 | 0 | 0.2 | 18.3 | 1 | 0.4 | 8
Thu, 15.11. 02:00 | 66.8 | 66 | 0.8 | 91.6 | 0 | 0 | 0 | 0 | 0.2 | 10.3 | 1 | 0.4 | 7
Thu, 15.11. 03:00 | 67.3 | 66.5 | 0.8 | 92 | 0 | 0 | 0 | 0 | 0.2 | 8.7 | 1 | 0.4 | 7
Thu, 15.11. 04:00 | 100.1 | 97.6 | 2.5 | 121.7 | 0 | 0 | 0 | 0 | 0.2 | 11.3 | 1.9 | 0.4 | 5
Thu, 15.11. 05:00 | 155.1 | 147 | 8.1 | 171.7 | 0 | 0 | 0 | 0 | 0.3 | 22.9 | 3.6 | 0.4 | 4
Thu, 15.11. 06:00 | 202.9 | 180.3 | 22.6 | 214.9 | 0 | 0 | 0 | 0 | 0.3 | 42.2 | 5.8 | 0.4 | 4
Thu, 15.11. 07:00 | 211.3 | 185.8 | 25.5 | 223.8 | 0 | 0 | 0 | 0 | 1.1 | 52.7 | 5.8 | 0.4 | 4
Thu, 15.11. 08:00 | 182.6 | 156.4 | 26.2 | 199 | 0 | 0 | 0 | 0 | 2.1 | 53.3 | 4.6 | 0.4 | 6
Thu, 15.11. 09:00 | 163.5 | 135 | 28.5 | 182.7 | 0 | 0 | 0 | 0 | 2.6 | 49.3 | 3.7 | 0.4 | 8
Thu, 15.11. 10:00 | 128.5 | 102.1 | 26.4 | 150.5 | 0 | 0 | 0 | 0 | 2.2 | 36.3 | 2.7 | 0.4 | 9
Thu, 15.11. 11:00 | 114.3 | 84.9 | 29.4 | 137.6 | 0 | 0 | 0 | 0 | 2.2 | 40.6 | 2.3 | 0.4 | 11
Thu, 15.11. 12:00 | 108.5 | 77.8 | 30.7 | 131.8 | 0 | 0 | 0 | 0 | 2.1 | 46.5 | 2.2 | 0.4 | 12
Thu, 15.11. 13:00 | 105.4 | 76.4 | 29 | 128.9 | 0 | 0 | 0 | 0 | 1.9 | 55.8 | 2.2 | 0.4 | 12
Thu, 15.11. 14:00 | 98 | 73 | 25 | 121.8 | 0 | 0 | 0 | 0 | 1.8 | 63.7 | 2 | 0.4 | 12
Thu, 15.11. 15:00 | 92.5 | 70.7 | 21.8 | 116.6 | 0 | 0 | 0 | 0 | 1.5 | 72.1 | 1.8 | 0.4 | 11
Thu, 15.11. 16:00 | 140.5 | 117.1 | 23.4 | 159.9 | 0 | 0 | 0 | 0 | 1.4 | 111.3 | 3.1 | 0.4 | 7
Thu, 15.11. 17:00 | 152.4 | 127.7 | 24.7 | 170.1 | 0 | 0 | 0 | 0 | 0.9 | 134.1 | 3.9 | 0.4 | 6
Thu, 15.11. 18:00 | 173.4 | 149.8 | 23.6 | 188.2 | 0 | 0 | 0 | 0 | 0.5 | 137.7 | 4.8 | 0.4 | 4
Thu, 15.11. 19:00 | 189.1 | 162.7 | 26.4 | 201.7 | 0 | 0 | 0 | 0 | 0.4 | 137.5 | 5.8 | 0.4 | 4
Thu, 15.11. 20:00 | 177.1 | 152.5 | 24.6 | 190.4 | 0 | 0 | 0 | 0 | 0.3 | 105.3 | 5.7 | 0.4 | 4
Thu, 15.11. 21:00 | 159 | 136.4 | 22.6 | 173.8 | 0 | 0 | 0 | 0 | 0.3 | 90.5 | 5.1 | 0.4 | 5
Thu, 15.11. 22:00 | 108.3 | 96.1 | 12.2 | 128.4 | 0 | 0 | 0 | 0 | 0.3 | 78.1 | 3.2 | 0.4 | 5
Thu, 15.11. 23:00 | 85.5 | 78.2 | 7.3 | 108 | 0 | 0 | 0 | 0 | 0.3 | 66.4 | 2.1 | 0.4 | 6
Fri, 16.11. 00:00 | 103.2 | 98 | 5.2 | 124.1 | 0 | 0 | 0 | 0 | 0.3 | 38.6 | 2.4 | 0.4 | 5
Fri, 16.11. 01:00 | 100.4 | 97.7 | 2.7 | 121.7 | 0 | 0 | 0 | 0 | 0.3 | 19.6 | 2.1 | 0.4 | 5
Fri, 16.11. 02:00 | 98 | 97.2 | 0.8 | 119.6 | 0 | 0 | 0 | 0 | 0.3 | 10.8 | 1.8 | 0.4 | 5
Fri, 16.11. 03:00 | 100.8 | 100 | 0.8 | 122.1 | 0 | 0 | 0 | 0 | 0.3 | 9.4 | 1.9 | 0.4 | 5
Fri, 16.11. 04:00 | 123.6 | 120.7 | 2.9 | 143.3 | 0 | 0 | 0 | 0 | 0.3 | 12.7 | 2.4 | 0.4 | 5
Fri, 16.11. 05:00 | 165.6 | 157.6 | 8 | 181.2 | 0 | 0 | 0 | 0 | 0.3 | 22.6 | 3.7 | 0.4 | 5
Fri, 16.11. 06:00 | 233.5 | 210.4 | 23.1 | 242.2 | 0 | 0 | 0 | 0 | 0.4 | 43 | 6.5 | 0.4 | 5
Fri, 16.11. 07:00 | 249.8 | 224.2 | 25.6 | 258.5 | 0 | 0 | 0 | 0 | 1.1 | 52.7 | 6.7 | 0.5 | 4
Fri, 16.11. 08:00 | 258.2 | 230 | 28.2 | 267.6 | 0 | 0 | 0 | 0 | 2.3 | 57.4 | 6.4 | 0.5 | 4
Fri, 16.11. 09:00 | 201.4 | 176.7 | 24.7 | 215.9 | 0 | 0 | 0 | 0 | 2.2 | 42.6 | 4.7 | 0.5 | 5
Fri, 16.11. 10:00 | 202.2 | 175.2 | 27 | 216.7 | 0 | 0 | 0 | 0 | 2.3 | 37.1 | 4.5 | 0.5 | 5
Fri, 16.11. 11:00 | 208.2 | 177.6 | 30.6 | 222.4 | 0 | 0 | 0 | 0 | 2.3 | 42.2 | 4.6 | 0.5 | 5
Fri, 16.11. 12:00 | 201.5 | 170.6 | 30.9 | 216.4 | 0 | 0 | 0 | 0 | 2.1 | 46.9 | 4.4 | 0.5 | 5
Fri, 16.11. 13:00 | 194.9 | 166.2 | 28.7 | 210.1 | 0 | 0 | 0 | 0 | 1.9 | 55.2 | 4.2 | 0.5 | 5
Fri, 16.11. 14:00 | 185.2 | 160.4 | 24.8 | 201 | 0 | 0 | 0 | 0 | 1.8 | 63.1 | 4 | 0.5 | 5
Fri, 16.11. 15:00 | 187.1 | 162.8 | 24.3 | 202.4 | 0 | 0 | 0 | 0 | 1.6 | 80.1 | 4.1 | 0.5 | 5
Fri, 16.11. 16:00 | 191.1 | 167.3 | 23.8 | 205.5 | 0 | 0 | 0 | 0 | 1.4 | 113.5 | 4.4 | 0.5 | 5
Fri, 16.11. 17:00 | 192.6 | 167.3 | 25.3 | 205.9 | 0 | 0 | 0 | 0 | 0.9 | 136.8 | 4.9 | 0.5 | 5
Fri, 16.11. 18:00 | 188.8 | 165.1 | 23.7 | 201.8 | 0 | 0 | 0 | 0 | 0.5 | 137.7 | 5.1 | 0.5 | 5
Fri, 16.11. 19:00 | 198.9 | 173.6 | 25.3 | 210.3 | 0 | 0 | 0 | 0 | 0.4 | 132.2 | 6 | 0.5 | 5
Fri, 16.11. 20:00 | 191.6 | 167.2 | 24.4 | 203.1 | 0 | 0 | 0 | 0 | 0.3 | 104.2 | 6 | 0.5 | 5
Fri, 16.11. 21:00 | 191.4 | 167.9 | 23.5 | 202.6 | 0 | 0 | 0 | 0 | 0.3 | 94.1 | 6.1 | 0.5 | 5
Fri, 16.11. 22:00 | 110.2 | 98.6 | 11.6 | 130 | 0 | 0 | 0 | 0 | 0.3 | 74.2 | 3.2 | 0.5 | 5
Fri, 16.11. 23:00 | 110.2 | 103 | 7.2 | 130 | 0 | 0 | 0 | 0 | 0.2 | 65.1 | 2.8 | 0.5 | 4
Sat, 17.11. 00:00 | 103.8 | 98.7 | 5.1 | 124.4 | 0 | 0 | 0 | 0 | 0.2 | 50.9 | 2.5 | 0.5 | 4
Sat, 17.11. 01:00 | 105.7 | 102.6 | 3.1 | 126.2 | 0 | 0 | 0 | 0 | 0.2 | 30 | 2.3 | 0.5 | 4
Sat, 17.11. 02:00 | 114.4 | 112.6 | 1.8 | 134.3 | 0 | 0 | 0 | 0 | 0.3 | 21 | 2.4 | 0.5 | 4
Sat, 17.11. 03:00 | 110.8 | 110 | 0.8 | 130.9 | 0 | 0 | 0 | 0 | 0.3 | 11.8 | 2.2 | 0.5 | 4
Sat, 17.11. 04:00 | 132.2 | 130.5 | 1.7 | 150.6 | 0 | 0 | 0 | 0 | 0.3 | 11.4 | 2.7 | 0.5 | 4
Sat, 17.11. 05:00 | 176.1 | 174.4 | 1.7 | 189.9 | 0 | 0 | 0 | 0 | 0.3 | 12.2 | 3.7 | 0.5 | 4
Sat, 17.11. 06:00 | 244.5 | 241.8 | 2.7 | 251.1 | 0 | 0 | 0 | 0 | 0.3 | 12.8 | 5.4 | 0.5 | 4
Sat, 17.11. 07:00 | 246.7 | 240.7 | 6 | 254.7 | 0 | 0 | 0 | 0 | 0.4 | 14 | 5.3 | 0.5 | 4
Sat, 17.11. 08:00 | 233.9 | 219.6 | 14.3 | 243.8 | 0 | 0 | 0 | 0 | 0.6 | 19.3 | 5.6 | 0.5 | 4
Sat, 17.11. 09:00 | 250.9 | 222.1 | 28.8 | 259 | 0 | 0 | 0 | 0 | 0.7 | 27.8 | 7.2 | 0.5 | 4
Sat, 17.11. 10:00 | 209.7 | 180.1 | 29.6 | 221.4 | 0 | 0 | 0 | 0 | 0.6 | 45.5 | 6.2 | 0.5 | 5
Sat, 17.11. 11:00 | 197.9 | 166.9 | 31 | 210.8 | 0 | 0 | 0 | 0 | 0.6 | 52.5 | 5.9 | 0.5 | 5
Sat, 17.11. 12:00 | 202.2 | 170.8 | 31.4 | 215 | 0 | 0 | 0 | 0 | 0.6 | 75.3 | 5.8 | 0.5 | 5
Sat, 17.11. 13:00 | 190.9 | 163.2 | 27.7 | 204.8 | 0 | 0 | 0 | 0 | 0.5 | 83.4 | 5.1 | 0.5 | 5
Sat, 17.11. 14:00 | 190.7 | 164.1 | 26.6 | 204.8 | 0 | 0 | 0 | 0 | 0.5 | 83.8 | 4.9 | 0.5 | 5
Sat, 17.11. 15:00 | 197 | 173.2 | 23.8 | 210.1 | 0 | 0 | 0 | 0 | 0.5 | 77.8 | 4.9 | 0.5 | 4
Sat, 17.11. 16:00 | 198.5 | 175.1 | 23.4 | 211.1 | 0 | 0 | 0 | 0 | 0.4 | 78.6 | 5.1 | 0.5 | 4
Sat, 17.11. 17:00 | 212.7 | 189.4 | 23.3 | 223.1 | 0 | 0 | 0 | 0 | 0.4 | 80.7 | 5.8 | 0.5 | 3
Sat, 17.11. 18:00 | 238.7 | 215.2 | 23.5 | 246 | 0 | 0 | 0 | 0 | 0.3 | 92 | 6.8 | 0.5 | 3
Sat, 17.11. 19:00 | 242.2 | 219.8 | 22.4 | 248.5 | 0 | 0 | 0 | 0 | 0.3 | 86.9 | 7.1 | 0.5 | 3
Sat, 17.11. 20:00 | 214 | 196 | 18 | 222.5 | 0 | 0 | 0 | 0 | 0.3 | 67.5 | 6.4 | 0.5 | 3
Sat, 17.11. 21:00 | 209.9 | 195.4 | 14.5 | 218.5 | 0 | 0 | 0 | 0 | 0.2 | 65.1 | 6.1 | 0.5 | 3
Sat, 17.11. 22:00 | 129.7 | 119.1 | 10.6 | 147.1 | 0 | 0 | 0 | 0 | 0.2 | 57.9 | 3.8 | 0.5 | 3
Sat, 17.11. 23:00 | 125.5 | 117.9 | 7.6 | 143.7 | 0 | 0 | 0 | 0 | 0.3 | 59.6 | 3.4 | 0.5 | 3
Sun, 18.11. 00:00 | 114.1 | 108.8 | 5.3 | 133.6 | 0 | 0 | 0 | 0 | 0.2 | 63.1 | 2.9 | 0.5 | 3
Sun, 18.11. 01:00 | 121.3 | 118.1 | 3.2 | 140.3 | 0 | 0 | 0 | 0 | 0.3 | 56.8 | 2.8 | 0.5 | 3
Sun, 18.11. 02:00 | 120.3 | 118.5 | 1.8 | 139.4 | 0 | 0 | 0 | 0 | 0.3 | 39.3 | 2.7 | 0.5 | 3
Sun, 18.11. 03:00 | 109.8 | 109.1 | 0.7 | 129.9 | 0 | 0 | 0 | 0 | 0.2 | 17.5 | 2.3 | 0.5 | 3
Sun, 18.11. 04:00 | 132.2 | 130.4 | 1.8 | 150.4 | 0 | 0 | 0 | 0 | 0.3 | 12.1 | 2.9 | 0.5 | 3
Sun, 18.11. 05:00 | 171.7 | 169.8 | 1.9 | 185.7 | 0 | 0 | 0 | 0 | 0.3 | 9.7 | 3.8 | 0.5 | 3
Sun, 18.11. 06:00 | 217.8 | 215.2 | 2.6 | 226.8 | 0 | 0 | 0 | 0 | 0.3 | 10.1 | 5 | 0.5 | 3
Sun, 18.11. 07:00 | 219 | 213.4 | 5.6 | 228.7 | 0 | 0 | 0 | 0 | 0.3 | 11.1 | 5 | 0.5 | 3
Sun, 18.11. 08:00 | 209.2 | 195.2 | 14 | 220.5 | 0 | 0 | 0 | 0 | 0.3 | 11.6 | 5.4 | 0.5 | 4
Sun, 18.11. 09:00 | 169.2 | 147.1 | 22.1 | 184 | 0 | 0 | 0 | 0 | 0.3 | 11.5 | 5.3 | 0.5 | 5
Sun, 18.11. 10:00 | 178 | 150.8 | 27.2 | 192.2 | 0 | 0 | 0 | 0 | 0.3 | 15.5 | 5.8 | 0.5 | 6
Sun, 18.11. 11:00 | 153.5 | 127.1 | 26.4 | 170 | 0 | 0 | 0 | 0 | 0.3 | 21 | 5.1 | 0.5 | 7
Sun, 18.11. 12:00 | 157.9 | 130.2 | 27.7 | 174.5 | 0 | 0 | 0 | 0 | 0.4 | 34.9 | 5.1 | 0.5 | 8
Sun, 18.11. 13:00 | 113.1 | 92.9 | 20.2 | 134.1 | 0 | 0 | 0 | 0 | 0.3 | 41.9 | 3.4 | 0.5 | 10
Sun, 18.11. 14:00 | 115.8 | 96.9 | 18.9 | 136.8 | 0 | 0 | 0 | 0 | 0.3 | 62.2 | 3.3 | 0.5 | 10
Sun, 18.11. 15:00 | 107.2 | 91.8 | 15.4 | 128.8 | 0 | 0 | 0 | 0 | 0.3 | 54.4 | 2.8 | 0.5 | 10
Sun, 18.11. 16:00 | 121.4 | 106.1 | 15.3 | 141.2 | 0 | 0 | 0 | 0 | 0.3 | 62.9 | 3.2 | 0.5 | 9
Sun, 18.11. 17:00 | 126.3 | 109.7 | 16.6 | 145.3 | 0 | 0 | 0 | 0 | 0.3 | 68.4 | 3.5 | 0.5 | 9
Sun, 18.11. 18:00 | 145.2 | 127.1 | 18.1 | 161.8 | 0 | 0 | 0 | 0 | 0.3 | 85.8 | 4.2 | 0.5 | 8
Sun, 18.11. 19:00 | 137.1 | 119.9 | 17.2 | 154.1 | 0 | 0 | 0 | 0 | 0.2 | 82.4 | 4.1 | 0.5 | 8
Sun, 18.11. 20:00 | 148.5 | 130.8 | 17.7 | 164.3 | 0 | 0 | 0 | 0 | 0.3 | 82.8 | 4.4 | 0.5 | 8
Sun, 18.11. 21:00 | 131.1 | 117.2 | 13.9 | 148.5 | 0 | 0 | 0 | 0 | 0.2 | 65 | 3.8 | 0.5 | 8
Sun, 18.11. 22:00 | 82.2 | 70.6 | 11.6 | 105.3 | 0 | 0 | 0 | 0 | 0.3 | 59.1 | 2.4 | 0.5 | 8
Sun, 18.11. 23:00 | 66.1 | 58.8 | 7.3 | 91 | 0 | 0 | 0 | 0 | 0.2 | 45.5 | 1.7 | 0.5 | 8
Mon, 19.11. 00:00 | 56.5 | 51.9 | 4.6 | 82.6 | 0 | 0 | 0 | 0 | 0.2 | 34.6 | 1.2 | 0.5 | 8
Mon, 19.11. 01:00 | 59.4 | 56.7 | 2.7 | 85.4 | 0 | 0 | 0 | 0 | 0.3 | 19.2 | 1 | 0.5 | 8
Mon, 19.11. 02:00 | 58.5 | 57.7 | 0.8 | 84.8 | 0 | 0 | 0 | 0 | 0.3 | 10.8 | 0.8 | 0.5 | 8
Mon, 19.11. 03:00 | 59.3 | 58.5 | 0.8 | 85.4 | 0 | 0 | 0 | 0 | 0.3 | 9.2 | 0.8 | 0.5 | 8
Mon, 19.11. 04:00 | 62.8 | 60 | 2.8 | 89.4 | 0 | 0 | 0 | 0 | 0.3 | 12.2 | 0.9 | 0.5 | 9
Mon, 19.11. 05:00 | 95.7 | 87.8 | 7.9 | 119.5 | 0 | 0 | 0 | 0 | 0.3 | 22.2 | 1.9 | 0.5 | 9
Mon, 19.11. 06:00 | 151.7 | 129.6 | 22.1 | 170 | 0 | 0 | 0 | 0 | 0.3 | 40.9 | 4.2 | 0.5 | 8
Mon, 19.11. 07:00 | 172.8 | 145.9 | 26.9 | 190.6 | 0 | 0 | 0 | 0 | 1.1 | 55.3 | 4.6 | 0.5 | 8
Mon, 19.11. 08:00 | 151.7 | 126.4 | 25.3 | 171.9 | 0 | 0 | 0 | 0 | 2 | 51.2 | 3.7 | 0.5 | 8
Mon, 19.11. 09:00 | 140.6 | 115.6 | 25 | 161.9 | 0 | 0 | 0 | 0 | 2.3 | 43.1 | 3.1 | 0.5 | 8
Mon, 19.11. 10:00 | 118.7 | 93.8 | 24.9 | 142 | 0 | 0 | 0 | 0 | 2.1 | 34.1 | 2.5 | 0.5 | 9
Mon, 19.11. 11:00 | 144.8 | 114 | 30.8 | 166.2 | 0 | 0 | 0 | 0 | 2.3 | 42.2 | 2.9 | 0.5 | 8
Mon, 19.11. 12:00 | 148.5 | 115.6 | 32.9 | 169.9 | 0 | 0 | 0 | 0 | 2.2 | 49.7 | 3 | 0.5 | 8
Mon, 19.11. 13:00 | 131.1 | 103 | 28.1 | 153.3 | 0 | 0 | 0 | 0 | 1.8 | 53.5 | 2.6 | 0.5 | 8
Mon, 19.11. 14:00 | 123.4 | 99.2 | 24.2 | 145.9 | 0 | 0 | 0 | 0 | 1.7 | 61.2 | 2.4 | 0.5 | 8
Mon, 19.11. 15:00 | 129.1 | 104.6 | 24.5 | 151.3 | 0 | 0 | 0 | 0 | 1.6 | 80.9 | 2.5 | 0.5 | 8
Mon, 19.11. 16:00 | 122.2 | 99.6 | 22.6 | 144.2 | 0 | 0 | 0 | 0 | 1.4 | 107 | 2.6 | 0.5 | 8
Mon, 19.11. 17:00 | 139.2 | 114.4 | 24.8 | 158.9 | 0 | 0 | 0 | 0 | 0.9 | 134.1 | 3.5 | 0.5 | 7
Mon, 19.11. 18:00 | 158.5 | 133.3 | 25.2 | 175.9 | 0 | 0 | 0 | 0 | 0.6 | 146.1 | 4.2 | 0.5 | 6
Mon, 19.11. 19:00 | 175.7 | 150.7 | 25 | 190.2 | 0 | 0 | 0 | 0 | 0.4 | 129.6 | 5.4 | 0.5 | 4
Mon, 19.11. 20:00 | 179.6 | 155.6 | 24 | 193.2 | 0 | 0 | 0 | 0 | 0.3 | 102.1 | 5.7 | 0.5 | 3
Mon, 19.11. 21:00 | 199.6 | 174.2 | 25.4 | 211 | 0 | 0 | 0 | 0 | 0.3 | 101.5 | 6.4 | 0.5 | 3
Mon, 19.11. 22:00 | 131 | 118.6 | 12.4 | 148.9 | 0 | 0 | 0 | 0 | 0.3 | 78.8 | 3.9 | 0.5 | 3
Mon, 19.11. 23:00 | 115.3 | 107.5 | 7.8 | 135.2 | 0 | 0 | 0 | 0 | 0.3 | 71.7 | 3 | 0.5 | 4
Tue, 20.11. 00:00 | 105.6 | 100.6 | 5 | 126.4 | 0 | 0 | 0 | 0 | 0.3 | 37.5 | 2.5 | 0.5 | 4
Tue, 20.11. 01:00 | 99.5 | 96.9 | 2.6 | 121 | 0 | 0 | 0 | 0 | 0.3 | 18.5 | 2.1 | 0.5 | 4
Tue, 20.11. 02:00 | 93.6 | 92.9 | 0.7 | 115.7 | 0 | 0 | 0 | 0 | 0.2 | 9.8 | 1.8 | 0.5 | 4
Tue, 20.11. 03:00 | 131.9 | 131 | 0.9 | 150 | 0 | 0 | 0 | 0 | 0.3 | 9.7 | 2.9 | 0.5 | 2
Tue, 20.11. 04:00 | 146.8 | 144 | 2.8 | 163.7 | 0 | 0 | 0 | 0 | 0.3 | 11.9 | 3.4 | 0.5 | 1
Tue, 20.11. 05:00 | 184.4 | 176.1 | 8.3 | 198.1 | 0 | 0 | 0 | 0 | 0.3 | 23.1 | 4.6 | 0.5 | 1
Tue, 20.11. 06:00 | 229.1 | 206.1 | 23 | 238.5 | 0 | 0 | 0 | 0 | 0.4 | 42.6 | 6.9 | 0.5 | 1
Tue, 20.11. 07:00 | 197 | 170.6 | 26.4 | 211.6 | 0 | 0 | 0 | 0 | 1.1 | 54.3 | 5.4 | 0.5 | 5
Tue, 20.11. 08:00 | 163.3 | 136.9 | 26.4 | 182.1 | 0 | 0 | 0 | 0 | 2.1 | 53.3 | 4.1 | 0.5 | 7
Tue, 20.11. 09:00 | 148.6 | 121.2 | 27.4 | 169.3 | 0 | 0 | 0 | 0 | 2.5 | 47.1 | 3.4 | 0.5 | 8
Tue, 20.11. 10:00 | 121.7 | 92.7 | 29 | 145.5 | 0 | 0 | 0 | 0 | 2.5 | 39.7 | 2.6 | 0.5 | 10
Tue, 20.11. 11:00 | 102.5 | 74.5 | 28 | 127.1 | 0 | 0 | 0 | 0 | 2.1 | 38.6 | 2.1 | 0.5 | 11
Tue, 20.11. 12:00 | 103.3 | 73.7 | 29.6 | 128 | 0 | 0 | 0 | 0 | 2 | 44.6 | 2.1 | 0.5 | 11
Tue, 20.11. 13:00 | 98.6 | 69.7 | 28.9 | 123.2 | 0 | 0 | 0 | 0 | 1.9 | 55.2 | 2 | 0.5 | 12
Tue, 20.11. 14:00 | 88.8 | 64.6 | 24.2 | 113.8 | 0 | 0 | 0 | 0 | 1.7 | 61.2 | 1.8 | 0.5 | 12
Tue, 20.11. 15:00 | 91.1 | 66.9 | 24.2 | 115.8 | 0 | 0 | 0 | 0 | 1.6 | 79.3 | 1.9 | 0.5 | 12
Tue, 20.11. 16:00 | 93.4 | 69.2 | 24.2 | 117.6 | 0 | 0 | 0 | 0 | 1.5 | 114.6 | 2.1 | 0.5 | 12
Tue, 20.11. 17:00 | 91.6 | 68.1 | 23.5 | 115.6 | 0 | 0 | 0 | 0 | 0.8 | 126.1 | 2.4 | 0.5 | 11
Tue, 20.11. 18:00 | 100.5 | 77.2 | 23.3 | 123.8 | 0 | 0 | 0 | 0 | 0.5 | 134.9 | 2.8 | 0.5 | 10
Tue, 20.11. 19:00 | 104.8 | 80.3 | 24.5 | 127.1 | 0 | 0 | 0 | 0 | 0.4 | 127 | 3.4 | 0.4 | 10
Tue, 20.11. 20:00 | 120.2 | 94.7 | 25.5 | 140.6 | 0 | 0 | 0 | 0 | 0.3 | 108.5 | 4 | 0.4 | 9
Tue, 20.11. 21:00 | 113.2 | 89.8 | 23.4 | 134 | 0 | 0 | 0 | 0 | 0.3 | 93.2 | 3.9 | 0.4 | 9
Tue, 20.11. 22:00 | 74.2 | 61.8 | 12.4 | 98.6 | 0 | 0 | 0 | 0 | 0.3 | 78.8 | 2.3 | 0.4 | 8
Tue, 20.11. 23:00 | 61.1 | 53.9 | 7.2 | 86.9 | 0 | 0 | 0 | 0 | 0.3 | 65.1 | 1.5 | 0.4 | 8
Wed, 21.11. 00:00 | 58.5 | 53.6 | 4.9 | 84.6 | 0 | 0 | 0 | 0 | 0.2 | 35.3 | 1.2 | 0.4 | 8
Wed, 21.11. 01:00 | 67.8 | 65.2 | 2.6 | 93 | 0 | 0 | 0 | 0 | 0.3 | 18.3 | 1.2 | 0.4 | 7
Wed, 21.11. 02:00 | 69.7 | 68.9 | 0.8 | 94.8 | 0 | 0 | 0 | 0 | 0.3 | 10.7 | 1.1 | 0.4 | 7
Wed, 21.11. 03:00 | 68.9 | 68.1 | 0.8 | 94 | 0 | 0 | 0 | 0 | 0.3 | 8.9 | 1 | 0.4 | 7
Wed, 21.11. 04:00 | 97 | 94.2 | 2.8 | 119.9 | 0 | 0 | 0 | 0 | 0.3 | 12.1 | 1.7 | 0.4 | 6
Wed, 21.11. 05:00 | 124.9 | 117.3 | 7.6 | 145.3 | 0 | 0 | 0 | 0 | 0.3 | 21.3 | 2.7 | 0.4 | 6
Wed, 21.11. 06:00 | 197.3 | 174.1 | 23.2 | 210.9 | 0 | 0 | 0 | 0 | 0.4 | 43 | 5.6 | 0.4 | 5
Wed, 21.11. 07:00 | 190 | 165.9 | 24.1 | 205.3 | 0 | 0 | 0 | 0 | 1 | 49.5 | 5.1 | 0.4 | 5
Wed, 21.11. 08:00 | 189.9 | 162.7 | 27.2 | 206.6 | 0 | 0 | 0 | 0 | 2.2 | 54.8 | 4.7 | 0.4 | 6
Wed, 21.11. 09:00 | 156.4 | 131.1 | 25.3 | 176.1 | 0 | 0 | 0 | 0 | 2.3 | 43.5 | 3.5 | 0.4 | 7
Wed, 21.11. 10:00 | 140.5 | 113.9 | 26.6 | 162 | 0 | 0 | 0 | 0 | 2.3 | 36.3 | 3 | 0.4 | 8
Wed, 21.11. 11:00 | 134.3 | 104.1 | 30.2 | 156.9 | 0 | 0 | 0 | 0 | 2.3 | 41.4 | 2.7 | 0.4 | 9
Wed, 21.11. 12:00 | 116.6 | 86.6 | 30 | 140.9 | 0 | 0 | 0 | 0 | 2 | 45.1 | 2.2 | 0.4 | 10
Wed, 21.11. 13:00 | 119.5 | 89.7 | 29.8 | 143.7 | 0 | 0 | 0 | 0 | 1.9 | 56.8 | 2.2 | 0.4 | 10
Wed, 21.11. 14:00 | 113.9 | 87.7 | 26.2 | 138.4 | 0 | 0 | 0 | 0 | 1.9 | 66.3 | 2.1 | 0.4 | 10
Wed, 21.11. 15:00 | 120.1 | 95.7 | 24.4 | 143.3 | 0 | 0 | 0 | 0 | 1.6 | 80.1 | 2.3 | 0.4 | 9
Wed, 21.11. 16:00 | 133 | 109 | 24 | 154.3 | 0 | 0 | 0 | 0 | 1.4 | 113.5 | 2.8 | 0.4 | 8
Wed, 21.11. 17:00 | 152.1 | 127.4 | 24.7 | 170.4 | 0 | 0 | 0 | 0 | 0.9 | 132.8 | 3.8 | 0.4 | 6
Wed, 21.11. 18:00 | 163.8 | 139.9 | 23.9 | 180.4 | 0 | 0 | 0 | 0 | 0.5 | 137.7 | 4.4 | 0.4 | 5
Wed, 21.11. 19:00 | 170 | 144.7 | 25.3 | 185.4 | 0 | 0 | 0 | 0 | 0.4 | 130.9 | 5.2 | 0.4 | 5
Wed, 21.11. 20:00 | 173.8 | 148 | 25.8 | 188.5 | 0 | 0 | 0 | 0 | 0.3 | 109.6 | 5.5 | 0.4 | 5
Wed, 21.11. 21:00 | 156.4 | 134.1 | 22.3 | 172.3 | 0 | 0 | 0 | 0 | 0.3 | 88.6 | 5 | 0.4 | 5
Wed, 21.11. 22:00 | 100 | 88.7 | 11.3 | 121.3 | 0 | 0 | 0 | 0 | 0.3 | 71.9 | 2.9 | 0.4 | 5
Wed, 21.11. 23:00 | 102.1 | 95.2 | 6.9 | 123.2 | 0 | 0 | 0 | 0 | 0.2 | 63.1 | 2.6 | 0.4 | 4
Thu, 22.11. 00:00 | 101.1 | 96.4 | 4.7 | 122.5 | 0 | 0 | 0 | 0 | 0.2 | 34.9 | 2.4 | 0.4 | 4
Thu, 22.11. 01:00 | 105.5 | 102.8 | 2.7 | 126.5 | 0 | 0 | 0 | 0 | 0.3 | 19 | 2.2 | 0.4 | 4
Thu, 22.11. 02:00 | 95.6 | 94.9 | 0.7 | 117.7 | 0 | 0 | 0 | 0 | 0.2 | 9.8 | 1.9 | 0.4 | 4
Thu, 22.11. 03:00 | 108.1 | 107.2 | 0.9 | 129.1 | 0 | 0 | 0 | 0 | 0.3 | 9.4 | 2.1 | 0.4 | 4
Thu, 22.11. 04:00 | 117.6 | 114.9 | 2.7 | 138.2 | 0 | 0 | 0 | 0 | 0.3 | 11.6 | 2.4 | 0.4 | 4
Thu, 22.11. 05:00 | 161.8 | 153.7 | 8.1 | 178.4 | 0 | 0 | 0 | 0 | 0.3 | 22.6 | 3.7 | 0.4 | 4
Thu, 22.11. 06:00 | 213.6 | 191.1 | 22.5 | 225.3 | 0 | 0 | 0 | 0 | 0.3 | 41.8 | 6.1 | 0.4 | 4
Thu, 22.11. 07:00 | 225.2 | 199.5 | 25.7 | 237.1 | 0 | 0 | 0 | 0 | 1.1 | 52.7 | 6.1 | 0.4 | 4
Thu, 22.11. 08:00 | 212.5 | 185.3 | 27.2 | 226.8 | 0 | 0 | 0 | 0 | 2.2 | 54.8 | 5.3 | 0.4 | 5
Thu, 22.11. 09:00 | 194.6 | 168.1 | 26.5 | 210.5 | 0 | 0 | 0 | 0 | 2.4 | 45.3 | 4.5 | 0.4 | 5
Thu, 22.11. 10:00 | 164.9 | 139.1 | 25.8 | 183.6 | 0 | 0 | 0 | 0 | 2.2 | 35.2 | 3.6 | 0.3 | 6
Thu, 22.11. 11:00 | 179.4 | 148.5 | 30.9 | 197.2 | 0 | 0 | 0 | 0 | 2.4 | 42.2 | 3.8 | 0.3 | 6
Thu, 22.11. 12:00 | 161.2 | 130.3 | 30.9 | 180.8 | 0 | 0 | 0 | 0 | 2.1 | 46.5 | 3.3 | 0.3 | 7
Thu, 22.11. 13:00 | 160.2 | 130.6 | 29.6 | 179.8 | 0 | 0 | 0 | 0 | 1.9 | 56.3 | 3.3 | 0.3 | 7
Thu, 22.11. 14:00 | 140.5 | 114.9 | 25.6 | 161.9 | 0 | 0 | 0 | 0 | 1.8 | 64.4 | 2.8 | 0.3 | 8
Thu, 22.11. 15:00 | 152.5 | 127.6 | 24.9 | 172.3 | 0 | 0 | 0 | 0 | 1.7 | 81.7 | 3.1 | 0.3 | 7
Thu, 22.11. 16:00 | 146.5 | 123.3 | 23.2 | 166.1 | 0 | 0 | 0 | 0 | 1.4 | 109.1 | 3.2 | 0.3 | 7
Thu, 22.11. 17:00 | 155.1 | 131.1 | 24 | 173 | 0 | 0 | 0 | 0 | 0.8 | 128.8 | 3.9 | 0.3 | 6
Thu, 22.11. 18:00 | 145.9 | 122.7 | 23.2 | 164.3 | 0 | 0 | 0 | 0 | 0.5 | 133.6 | 3.9 | 0.3 | 7
Thu, 22.11. 19:00 | 152.2 | 127.7 | 24.5 | 169.5 | 0 | 0 | 0 | 0 | 0.4 | 127 | 4.6 | 0.3 | 7
Thu, 22.11. 20:00 | 147.7 | 122.1 | 25.6 | 165.2 | 0 | 0 | 0 | 0 | 0.3 | 108.5 | 4.7 | 0.3 | 8
Thu, 22.11. 21:00 | 106.6 | 85.2 | 21.4 | 127.9 | 0 | 0 | 0 | 0 | 0.3 | 85 | 3.6 | 0.3 | 10
Thu, 22.11. 22:00 | 58.2 | 45.3 | 12.9 | 84.6 | 0 | 0 | 0 | 0 | 0.3 | 81.2 | 1.9 | 0.3 | 10
Thu, 22.11. 23:00 | 42.7 | 35.5 | 7.2 | 70.7 | 0 | 0 | 0 | 0 | 0.3 | 65.1 | 1.1 | 0.3 | 10
Fri, 23.11. 00:00 | 31.6 | 27.1 | 4.5 | 60.6 | 0 | 0 | 0 | 0 | 0.2 | 32.8 | 0.6 | 0.3 | 10
Fri, 23.11. 01:00 | 44.4 | 41.8 | 2.6 | 72.4 | 0 | 0 | 0 | 0 | 0.3 | 18.9 | 0.7 | 0.3 | 9
Fri, 23.11. 02:00 | 41.7 | 40.9 | 0.8 | 69.8 | 0 | 0 | 0 | 0 | 0.2 | 10.2 | 0.4 | 0.3 | 9
Fri, 23.11. 03:00 | 71.7 | 70.8 | 0.9 | 96.8 | 0 | 0 | 0 | 0 | 0.3 | 9.8 | 1.1 | 0.3 | 7
Fri, 23.11. 04:00 | 103.1 | 100.3 | 2.8 | 125.2 | 0 | 0 | 0 | 0 | 0.3 | 12.3 | 2 | 0.3 | 5
Fri, 23.11. 05:00 | 120 | 111.7 | 8.3 | 141.3 | 0 | 0 | 0 | 0 | 0.3 | 23.1 | 2.6 | 0.3 | 6
Fri, 23.11. 06:00 | 147.1 | 124.3 | 22.8 | 166.2 | 0 | 0 | 0 | 0 | 0.3 | 42.2 | 4.3 | 0.3 | 7
Fri, 23.11. 07:00 | 168.6 | 142.4 | 26.2 | 186.5 | 0 | 0 | 0 | 0 | 1.1 | 53.8 | 4.7 | 0.3 | 6
Fri, 23.11. 08:00 | 154.2 | 127 | 27.2 | 174.4 | 0 | 0 | 0 | 0 | 2.2 | 54.8 | 3.9 | 0.3 | 7
Fri, 23.11. 09:00 | 115.1 | 89.7 | 25.4 | 139.1 | 0 | 0 | 0 | 0 | 2.3 | 43.5 | 2.6 | 0.3 | 9
Fri, 23.11. 10:00 | 104.8 | 75.7 | 29.1 | 129.9 | 0 | 0 | 0 | 0 | 2.5 | 39.7 | 2.3 | 0.3 | 11
Fri, 23.11. 11:00 | 97.5 | 66.3 | 31.2 | 122.8 | 0 | 0 | 0 | 0 | 2.4 | 42.7 | 2.1 | 0.3 | 12
Fri, 23.11. 12:00 | 91.6 | 60.9 | 30.7 | 117.3 | 0 | 0 | 0 | 0 | 2.1 | 46 | 1.9 | 0.3 | 12
Fri, 23.11. 13:00 | 84.5 | 57 | 27.5 | 110.6 | 0 | 0 | 0 | 0 | 1.8 | 52.4 | 1.8 | 0.3 | 12
Fri, 23.11. 14:00 | 86.4 | 60.1 | 26.3 | 112.4 | 0 | 0 | 0 | 0 | 1.9 | 66.3 | 1.8 | 0.3 | 12
Fri, 23.11. 15:00 | 86.1 | 63.4 | 22.7 | 112.4 | 0 | 0 | 0 | 0 | 1.5 | 74.5 | 1.6 | 0.3 | 10
Fri, 23.11. 16:00 | 101.7 | 78.3 | 23.4 | 126.2 | 0 | 0 | 0 | 0 | 1.4 | 110.2 | 2.2 | 0.3 | 9
Fri, 23.11. 17:00 | 115.8 | 90.5 | 25.3 | 138.3 | 0 | 0 | 0 | 0 | 0.9 | 135.4 | 2.9 | 0.3 | 8
Fri, 23.11. 18:00 | 116 | 91.7 | 24.3 | 138.1 | 0 | 0 | 0 | 0 | 0.5 | 140.5 | 3.2 | 0.3 | 8
Fri, 23.11. 19:00 | 129.5 | 104.2 | 25.3 | 149.5 | 0 | 0 | 0 | 0 | 0.4 | 130.9 | 4.1 | 0.3 | 7
Fri, 23.11. 20:00 | 140.9 | 115.5 | 25.4 | 159.3 | 0 | 0 | 0 | 0 | 0.3 | 107.4 | 4.6 | 0.3 | 6
Fri, 23.11. 21:00 | 132.2 | 109.4 | 22.8 | 151.2 | 0 | 0 | 0 | 0 | 0.3 | 90.5 | 4.4 | 0.3 | 6
Fri, 23.11. 22:00 | 97.9 | 84.9 | 13 | 119.9 | 0 | 0 | 0 | 0 | 0.3 | 82.7 | 2.9 | 0.3 | 6
Fri, 23.11. 23:00 | 78.1 | 71.2 | 6.9 | 102 | 0 | 0 | 0 | 0 | 0.2 | 63.1 | 2 | 0.3 | 6
Sat, 24.11. 00:00 | 70.8 | 65.1 | 5.7 | 95.8 | 0 | 0 | 0 | 0 | 0.3 | 56.3 | 1.6 | 0.3 | 7
Sat, 24.11. 01:00 | 63.5 | 60.4 | 3.1 | 89.2 | 0 | 0 | 0 | 0 | 0.2 | 29.7 | 1.2 | 0.3 | 7
Sat, 24.11. 02:00 | 65.5 | 63.7 | 1.8 | 91.1 | 0 | 0 | 0 | 0 | 0.3 | 20 | 1.1 | 0.3 | 7
Sat, 24.11. 03:00 | 69.1 | 68.2 | 0.9 | 94.5 | 0 | 0 | 0 | 0 | 0.3 | 12.4 | 1.1 | 0.3 | 7
Sat, 24.11. 04:00 | 74.3 | 72.8 | 1.5 | 99.5 | 0 | 0 | 0 | 0 | 0.3 | 10.9 | 1.2 | 0.3 | 7
Sat, 24.11. 05:00 | 98.3 | 96.6 | 1.7 | 121.9 | 0 | 0 | 0 | 0 | 0.3 | 12.3 | 1.5 | 0.3 | 7
Sat, 24.11. 06:00 | 128.6 | 125.9 | 2.7 | 150 | 0 | 0 | 0 | 0 | 0.3 | 12.7 | 2 | 0.3 | 7
Sat, 24.11. 07:00 | 117.3 | 111.5 | 5.8 | 140.3 | 0 | 0 | 0 | 0 | 0.4 | 13.4 | 1.8 | 0.3 | 8
Sat, 24.11. 08:00 | 128.4 | 113.1 | 15.3 | 150.7 | 0 | 0 | 0 | 0 | 0.7 | 20.5 | 2.8 | 0.3 | 8
Sat, 24.11. 09:00 | 111.6 | 85.7 | 25.9 | 134.8 | 0 | 0 | 0 | 0 | 0.6 | 24.7 | 3.5 | 0.3 | 9
Sat, 24.11. 10:00 | 117.7 | 86.2 | 31.5 | 140.5 | 0 | 0 | 0 | 0 | 0.7 | 47.8 | 3.9 | 0.3 | 9
Sat, 24.11. 11:00 | 117.5 | 83.2 | 34.3 | 140.3 | 0 | 0 | 0 | 0 | 0.7 | 57.5 | 4 | 0.3 | 9
Sat, 24.11. 12:00 | 103.7 | 73.6 | 30.1 | 127.6 | 0 | 0 | 0 | 0 | 0.6 | 71.5 | 3.3 | 0.3 | 9
Sat, 24.11. 13:00 | 102.9 | 74.7 | 28.2 | 127.2 | 0 | 0 | 0 | 0 | 0.6 | 84.2 | 2.8 | 0.3 | 9
Sat, 24.11. 14:00 | 114 | 86.6 | 27.4 | 137.1 | 0 | 0 | 0 | 0 | 0.5 | 85.5 | 2.9 | 0.3 | 8
Sat, 24.11. 15:00 | 107.8 | 83.8 | 24 | 131.4 | 0 | 0 | 0 | 0 | 0.5 | 77.8 | 2.6 | 0.3 | 8
Sat, 24.11. 16:00 | 95.1 | 72.1 | 23 | 119.9 | 0 | 0 | 0 | 0 | 0.4 | 76.9 | 2.3 | 0.3 | 9
Sat, 24.11. 17:00 | 101.4 | 77.2 | 24.2 | 125.4 | 0 | 0 | 0 | 0 | 0.4 | 83.3 | 2.6 | 0.3 | 9
Sat, 24.11. 18:00 | 92.4 | 72.3 | 20.1 | 116.6 | 0 | 0 | 0 | 0 | 0.3 | 78.1 | 2.6 | 0.3 | 9
Sat, 24.11. 19:00 | 105.6 | 83.8 | 21.8 | 128.5 | 0 | 0 | 0 | 0 | 0.3 | 83.6 | 3.1 | 0.3 | 9
Sat, 24.11. 20:00 | 98.7 | 79.9 | 18.8 | 122 | 0 | 0 | 0 | 0 | 0.3 | 69.7 | 2.9 | 0.3 | 9
Sat, 24.11. 21:00 | 97.7 | 83.7 | 14 | 120.6 | 0 | 0 | 0 | 0 | 0.2 | 62.4 | 2.7 | 0.3 | 8
Sat, 24.11. 22:00 | 69.7 | 58.1 | 11.6 | 94.9 | 0 | 0 | 0 | 0 | 0.3 | 63.5 | 2.1 | 0.3 | 8
Sat, 24.11. 23:00 | 59 | 51.5 | 7.5 | 85.1 | 0 | 0 | 0 | 0 | 0.3 | 58.4 | 1.5 | 0.3 | 8
Sun, 25.11. 00:00 | 51.3 | 46.2 | 5.1 | 78 | 0 | 0 | 0 | 0 | 0.2 | 60.5 | 1.1 | 0.3 | 8
Sun, 25.11. 01:00 | 55.6 | 52.4 | 3.2 | 82.3 | 0 | 0 | 0 | 0 | 0.3 | 56.8 | 1 | 0.3 | 8
Sun, 25.11. 02:00 | 49.6 | 47.9 | 1.7 | 76.8 | 0 | 0 | 0 | 0 | 0.2 | 35.9 | 0.7 | 0.3 | 8
Sun, 25.11. 03:00 | 51.7 | 50.9 | 0.8 | 78.8 | 0 | 0 | 0 | 0 | 0.3 | 18.5 | 0.7 | 0.3 | 8
Sun, 25.11. 04:00 | 62.7 | 60.8 | 1.9 | 89.2 | 0 | 0 | 0 | 0 | 0.3 | 12.5 | 0.9 | 0.3 | 8
Sun, 25.11. 05:00 | 82.1 | 80.1 | 2 | 107.5 | 0 | 0 | 0 | 0 | 0.3 | 10.1 | 1.1 | 0.3 | 8
Sun, 25.11. 06:00 | 101.9 | 99.2 | 2.7 | 126.1 | 0 | 0 | 0 | 0 | 0.3 | 10.4 | 1.4 | 0.3 | 8
Sun, 25.11. 07:00 | 114 | 108.3 | 5.7 | 136.9 | 0 | 0 | 0 | 0 | 0.3 | 11.2 | 1.9 | 0.3 | 7
Sun, 25.11. 08:00 | 104.7 | 91.1 | 13.6 | 128.4 | 0 | 0 | 0 | 0 | 0.3 | 11.3 | 2.5 | 0.3 | 8
Sun, 25.11. 09:00 | 104.6 | 78.1 | 26.5 | 128.2 | 0 | 0 | 0 | 0 | 0.4 | 13.6 | 3.7 | 0.3 | 9
Sun, 25.11. 10:00 | 93.8 | 67.9 | 25.9 | 117.9 | 0 | 0 | 0 | 0 | 0.3 | 14.6 | 3.5 | 0.3 | 9
Sun, 25.11. 11:00 | 84.4 | 57 | 27.4 | 109.5 | 0 | 0 | 0 | 0 | 0.3 | 21.6 | 3.4 | 0.3 | 10
Sun, 25.11. 12:00 | 85.5 | 58.9 | 26.6 | 110.8 | 0 | 0 | 0 | 0 | 0.3 | 33.3 | 3.3 | 0.3 | 10
Sun, 25.11. 13:00 | 69.4 | 49.1 | 20.3 | 95.5 | 0 | 0 | 0 | 0 | 0.3 | 41.9 | 2.5 | 0.3 | 11
Sun, 25.11. 14:00 | 62.5 | 45.5 | 17 | 89.3 | 0 | 0 | 0 | 0 | 0.3 | 55.2 | 2.1 | 0.3 | 11
Sun, 25.11. 15:00 | 71.7 | 55.5 | 16.2 | 98.3 | 0 | 0 | 0 | 0 | 0.3 | 56.6 | 2 | 0.3 | 10
Sun, 25.11. 16:00 | 77 | 62.4 | 14.6 | 102.5 | 0 | 0 | 0 | 0 | 0.3 | 59.8 | 2.1 | 0.3 | 9
Sun, 25.11. 17:00 | 68.1 | 52.3 | 15.8 | 94.6 | 0 | 0 | 0 | 0 | 0.3 | 64.4 | 2.1 | 0.3 | 10
Sun, 25.11. 18:00 | 74.9 | 57.1 | 17.8 | 100.9 | 0 | 0 | 0 | 0 | 0.3 | 84.1 | 2.4 | 0.3 | 10
Sun, 25.11. 19:00 | 75.1 | 56.9 | 18.2 | 100.9 | 0 | 0 | 0 | 0 | 0.2 | 86 | 2.5 | 0.4 | 10
Sun, 25.11. 20:00 | 74.5 | 56 | 18.5 | 100 | 0 | 0 | 0 | 0 | 0.3 | 85.2 | 2.6 | 0.4 | 11
Sun, 25.11. 21:00 | 66 | 51.2 | 14.8 | 92.1 | 0 | 0 | 0 | 0 | 0.3 | 68.4 | 2.1 | 0.4 | 11
Sun, 25.11. 22:00 | 39.6 | 28 | 11.6 | 67.6 | 0 | 0 | 0 | 0 | 0.3 | 58.5 | 1.5 | 0.4 | 11
Sun, 25.11. 23:00 | 29.9 | 22.8 | 7.1 | 58.6 | 0 | 0 | 0 | 0 | 0.2 | 44.5 | 0.9 | 0.4 | 11
Mon, 26.11. 00:00 | 20.1 | 15.1 | 5 | 49.3 | 0 | 0 | 0 | 0 | 0.3 | 36.8 | 0.6 | 0.4 | 12
Mon, 26.11. 01:00 | 18.5 | 15.8 | 2.7 | 48 | 0 | 0 | 0 | 0 | 0.3 | 19.6 | 0.4 | 0.4 | 12
Mon, 26.11. 02:00 | 15.7 | 14.9 | 0.8 | 45.4 | 0 | 0 | 0 | 0 | 0.3 | 10.2 | 0.1 | 0.4 | 12
Mon, 26.11. 03:00 | 13.3 | 12.5 | 0.8 | 43 | 0 | 0 | 0 | 0 | 0.3 | 9.1 | 0.1 | 0.4 | 13
Mon, 26.11. 04:00 | 19.1 | 16.4 | 2.7 | 48.5 | 0 | 0 | 0 | 0 | 0.2 | 11.4 | 0.3 | 0.4 | 13
Mon, 26.11. 05:00 | 32.6 | 24.5 | 8.1 | 60.9 | 0 | 0 | 0 | 0 | 0.3 | 22.6 | 1 | 0.4 | 14
Mon, 26.11. 06:00 | 59.4 | 36.1 | 23.3 | 85.7 | 0 | 0 | 0 | 0 | 0.4 | 43 | 2.8 | 0.4 | 14
Mon, 26.11. 07:00 | 63.6 | 37.5 | 26.1 | 89.9 | 0 | 0 | 0 | 0 | 1.1 | 53.2 | 2.8 | 0.4 | 14
Mon, 26.11. 08:00 | 67 | 41 | 26 | 94 | 0 | 0 | 0 | 0 | 2.1 | 52.2 | 2.4 | 0.4 | 12
Mon, 26.11. 09:00 | 66.4 | 39.3 | 27.1 | 93.8 | 0 | 0 | 0 | 0 | 2.5 | 46.2 | 2.1 | 0.4 | 12
Mon, 26.11. 10:00 | 59 | 33.3 | 25.7 | 86.9 | 0 | 0 | 0 | 0 | 2.2 | 34.8 | 1.6 | 0.4 | 12
Mon, 26.11. 11:00 | 71.8 | 40.8 | 31 | 99.7 | 0 | 0 | 0 | 0 | 2.4 | 42.2 | 1.7 | 0.4 | 11
Mon, 26.11. 12:00 | 72.5 | 40.2 | 32.3 | 100.4 | 0 | 0 | 0 | 0 | 2.2 | 48.3 | 1.6 | 0.4 | 11
Mon, 26.11. 13:00 | 59.3 | 31.4 | 27.9 | 87.5 | 0 | 0 | 0 | 0 | 1.8 | 53 | 1.4 | 0.4 | 12
Mon, 26.11. 14:00 | 63.4 | 37.5 | 25.9 | 91.7 | 0 | 0 | 0 | 0 | 1.8 | 65 | 1.4 | 0.4 | 11
Mon, 26.11. 15:00 | 65.8 | 41.5 | 24.3 | 94 | 0 | 0 | 0 | 0 | 1.6 | 79.3 | 1.4 | 0.4 | 10
Mon, 26.11. 16:00 | 65 | 41.4 | 23.6 | 93.1 | 0 | 0 | 0 | 0 | 1.4 | 111.3 | 1.5 | 0.4 | 10
Mon, 26.11. 17:00 | 64.5 | 39.9 | 24.6 | 92.2 | 0 | 0 | 0 | 0 | 0.9 | 131.4 | 1.9 | 0.5 | 10
Mon, 26.11. 18:00 | 64 | 40.3 | 23.7 | 91.4 | 0 | 0 | 0 | 0 | 0.5 | 136.4 | 2.1 | 0.5 | 10
Mon, 26.11. 19:00 | 65.5 | 40.8 | 24.7 | 92.4 | 0 | 0 | 0 | 0 | 0.4 | 127 | 2.6 | 0.5 | 10
Mon, 26.11. 20:00 | 77.8 | 52.7 | 25.1 | 103.1 | 0 | 0 | 0 | 0 | 0.3 | 106.4 | 3.1 | 0.5 | 9
Mon, 26.11. 21:00 | 86.2 | 62.8 | 23.4 | 110.3 | 0 | 0 | 0 | 0 | 0.3 | 92.3 | 3.3 | 0.5 | 8
Mon, 26.11. 22:00 | 76.7 | 63.8 | 12.9 | 101 | 0 | 0 | 0 | 0 | 0.3 | 81.9 | 2.4 | 0.5 | 7
Mon, 26.11. 23:00 | 66.3 | 58.9 | 7.4 | 91.5 | 0 | 0 | 0 | 0 | 0.3 | 67.1 | 1.7 | 0.5 | 7
Tue, 27.11. 00:00 | 68.2 | 63.2 | 5 | 93.3 | 0 | 0 | 0 | 0 | 0.3 | 36.4 | 1.5 | 0.5 | 7
Tue, 27.11. 01:00 | 73.1 | 70.6 | 2.5 | 97.7 | 0 | 0 | 0 | 0 | 0.2 | 17.7 | 1.4 | 0.5 | 6
Tue, 27.11. 02:00 | 77.5 | 76.7 | 0.8 | 101.8 | 0 | 0 | 0 | 0 | 0.3 | 10.7 | 1.3 | 0.5 | 6
Tue, 27.11. 03:00 | 79.9 | 79 | 0.9 | 104 | 0 | 0 | 0 | 0 | 0.3 | 9.4 | 1.3 | 0.5 | 6
Tue, 27.11. 04:00 | 86.9 | 84.2 | 2.7 | 110.9 | 0 | 0 | 0 | 0 | 0.3 | 11.6 | 1.5 | 0.5 | 6
Tue, 27.11. 05:00 | 112.3 | 104.5 | 7.8 | 134.4 | 0 | 0 | 0 | 0 | 0.3 | 21.5 | 2.4 | 0.5 | 6
Tue, 27.11. 06:00 | 165.2 | 141.4 | 23.8 | 182.9 | 0 | 0 | 0 | 0 | 0.4 | 43.9 | 4.7 | 0.5 | 6
Tue, 27.11. 07:00 | 154.2 | 128.6 | 25.6 | 174 | 0 | 0 | 0 | 0 | 1.1 | 52.2 | 4.2 | 0.5 | 7
Tue, 27.11. 08:00 | 142.5 | 117.5 | 25 | 163.7 | 0 | 0 | 0 | 0 | 2 | 50.1 | 3.6 | 0.5 | 7
Tue, 27.11. 09:00 | 134.9 | 107.8 | 27.1 | 157.4 | 0 | 0 | 0 | 0 | 2.5 | 46.2 | 3 | 0.5 | 8
Tue, 27.11. 10:00 | 138.6 | 108.5 | 30.1 | 161 | 0 | 0 | 0 | 0 | 2.6 | 40.8 | 3 | 0.5 | 8
Tue, 27.11. 11:00 | 123.1 | 93.9 | 29.2 | 146.6 | 0 | 0 | 0 | 0 | 2.2 | 39.8 | 2.5 | 0.5 | 8
Tue, 27.11. 12:00 | 108.1 | 78.8 | 29.3 | 133.2 | 0 | 0 | 0 | 0 | 2 | 43.7 | 2.1 | 0.5 | 9
Tue, 27.11. 13:00 | 118 | 87.1 | 30.9 | 142.6 | 0 | 0 | 0 | 0 | 2 | 58.5 | 2.2 | 0.5 | 9
Tue, 27.11. 14:00 | 105.3 | 79.8 | 25.5 | 130.5 | 0 | 0 | 0 | 0 | 1.8 | 63.7 | 2 | 0.5 | 9
Tue, 27.11. 15:00 | 105.4 | 80.7 | 24.7 | 130.4 | 0 | 0 | 0 | 0 | 1.7 | 80.9 | 2 | 0.5 | 9
Tue, 27.11. 16:00 | 102.3 | 78.9 | 23.4 | 127.1 | 0 | 0 | 0 | 0 | 1.4 | 110.2 | 2.1 | 0.5 | 9
Tue, 27.11. 17:00 | 91.4 | 66.8 | 24.6 | 116.8 | 0 | 0 | 0 | 0 | 0.9 | 131.4 | 2.3 | 0.6 | 10
Tue, 27.11. 18:00 | 103.1 | 76.4 | 26.7 | 127.4 | 0 | 0 | 0 | 0 | 0.6 | 153 | 2.8 | 0.6 | 10
Tue, 27.11. 19:00 | 103.2 | 76.2 | 27 | 126.7 | 0 | 0 | 0 | 0 | 0.4 | 138.8 | 3.4 | 0.6 | 10
Tue, 27.11. 20:00 | 87.6 | 64.7 | 22.9 | 111.9 | 0 | 0 | 0 | 0 | 0.3 | 96.8 | 3.1 | 0.6 | 10
Tue, 27.11. 21:00 | 91.9 | 68.3 | 23.6 | 115.8 | 0 | 0 | 0 | 0 | 0.3 | 93.2 | 3.3 | 0.6 | 10
Tue, 27.11. 22:00 | 57.7 | 45.7 | 12 | 84.1 | 0 | 0 | 0 | 0 | 0.3 | 75.8 | 1.8 | 0.6 | 9
Tue, 27.11. 23:00 | 51.1 | 43.5 | 7.6 | 78.4 | 0 | 0 | 0 | 0 | 0.3 | 68.4 | 1.3 | 0.6 | 9
Wed, 28.11. 00:00 | 43.8 | 38.9 | 4.9 | 71.7 | 0 | 0 | 0 | 0 | 0.3 | 35.3 | 0.9 | 0.6 | 9
Wed, 28.11. 01:00 | 43.8 | 41.1 | 2.7 | 71.9 | 0 | 0 | 0 | 0 | 0.3 | 19 | 0.6 | 0.6 | 9
Wed, 28.11. 02:00 | 39.7 | 38.9 | 0.8 | 68.1 | 0 | 0 | 0 | 0 | 0.2 | 9.9 | 0.4 | 0.6 | 9
Wed, 28.11. 03:00 | 42.4 | 41.6 | 0.8 | 70.7 | 0 | 0 | 0 | 0 | 0.3 | 8.9 | 0.4 | 0.6 | 9
Wed, 28.11. 04:00 | 55.3 | 52.5 | 2.8 | 83 | 0 | 0 | 0 | 0 | 0.3 | 12.3 | 0.7 | 0.6 | 9
Wed, 28.11. 05:00 | 81.5 | 73.2 | 8.3 | 107.4 | 0 | 0 | 0 | 0 | 0.3 | 23.1 | 1.5 | 0.6 | 9
Wed, 28.11. 06:00 | 123.8 | 99.5 | 24.3 | 146.4 | 0 | 0 | 0 | 0 | 0.4 | 44.7 | 3.6 | 0.6 | 9
Wed, 28.11. 07:00 | 114 | 90.2 | 23.8 | 137.7 | 0 | 0 | 0 | 0 | 1 | 48.5 | 3.2 | 0.6 | 9
Wed, 28.11. 08:00 | 124.8 | 97.2 | 27.6 | 148.5 | 0 | 0 | 0 | 0 | 2.2 | 55.3 | 3.2 | 0.6 | 9
Wed, 28.11. 09:00 | 112.2 | 85.8 | 26.4 | 136.9 | 0 | 0 | 0 | 0 | 2.4 | 44.8 | 2.6 | 0.6 | 9
Wed, 28.11. 10:00 | 108.8 | 81.2 | 27.6 | 134 | 0 | 0 | 0 | 0 | 2.4 | 37.4 | 2.3 | 0.6 | 9
Wed, 28.11. 11:00 | 113.3 | 82 | 31.3 | 138.4 | 0 | 0 | 0 | 0 | 2.4 | 42.7 | 2.3 | 0.6 | 9
Wed, 28.11. 12:00 | 90.5 | 61.5 | 29 | 117.3 | 0 | 0 | 0 | 0 | 2 | 43.2 | 1.7 | 0.7 | 10
Wed, 28.11. 13:00 | 90.3 | 60.6 | 29.7 | 117 | 0 | 0 | 0 | 0 | 1.9 | 56.3 | 1.8 | 0.7 | 11
Wed, 28.11. 14:00 | 86.3 | 61.4 | 24.9 | 113.3 | 0 | 0 | 0 | 0 | 1.8 | 62.5 | 1.6 | 0.7 | 10
Wed, 28.11. 15:00 | 92.3 | 69.2 | 23.1 | 118.3 | 0 | 0 | 0 | 0 | 1.6 | 75.3 | 1.7 | 0.7 | 9
Wed, 28.11. 16:00 | 104.6 | 79.1 | 25.5 | 129.6 | 0 | 0 | 0 | 0 | 1.5 | 120.1 | 2.2 | 0.7 | 9
Wed, 28.11. 17:00 | 110.9 | 85.3 | 25.6 | 134.3 | 0 | 0 | 0 | 0 | 0.9 | 136.8 | 2.8 | 0.7 | 8
Wed, 28.11. 18:00 | 108.8 | 84.5 | 24.3 | 131.9 | 0 | 0 | 0 | 0 | 0.5 | 139.1 | 2.9 | 0.7 | 8
Wed, 28.11. 19:00 | 121.6 | 96.3 | 25.3 | 142.8 | 0 | 0 | 0 | 0 | 0.4 | 129.6 | 3.9 | 0.7 | 7
Wed, 28.11. 20:00 | 126.7 | 100.5 | 26.2 | 147.2 | 0 | 0 | 0 | 0 | 0.3 | 110.7 | 4.2 | 0.7 | 7
Wed, 28.11. 21:00 | 123.3 | 98.7 | 24.6 | 143.9 | 0 | 0 | 0 | 0 | 0.3 | 96.9 | 4.2 | 0.7 | 7
Wed, 28.11. 22:00 | 79.6 | 67.2 | 12.4 | 103.6 | 0 | 0 | 0 | 0 | 0.3 | 78.1 | 2.4 | 0.7 | 7
Wed, 28.11. 23:00 | 82.6 | 75.1 | 7.5 | 106.2 | 0 | 0 | 0 | 0 | 0.3 | 67.7 | 2.1 | 0.7 | 6
Thu, 29.11. 00:00 | 87.2 | 82.7 | 4.5 | 109.8 | 0 | 0 | 0 | 0 | 0.2 | 32.8 | 2 | 0.7 | 5
Thu, 29.11. 01:00 | 93.1 | 90.5 | 2.6 | 115.6 | 0 | 0 | 0 | 0 | 0.3 | 18.3 | 1.9 | 0.7 | 5
Thu, 29.11. 02:00 | 92.6 | 91.8 | 0.8 | 115.2 | 0 | 0 | 0 | 0 | 0.3 | 10.3 | 1.7 | 0.7 | 5
Thu, 29.11. 03:00 | 102.5 | 101.7 | 0.8 | 123.8 | 0 | 0 | 0 | 0 | 0.2 | 8.7 | 2 | 0.7 | 4
Thu, 29.11. 04:00 | 120.1 | 117.4 | 2.7 | 140.3 | 0 | 0 | 0 | 0 | 0.3 | 11.4 | 2.4 | 0.7 | 4
Thu, 29.11. 05:00 | 192.4 | 183.4 | 9 | 206.1 | 0 | 0 | 0 | 0 | 0.3 | 25.2 | 4.4 | 0.7 | 4
Thu, 29.11. 06:00 | 244.1 | 219 | 25.1 | 252.6 | 0 | 0 | 0 | 0 | 0.4 | 46 | 6.9 | 0.7 | 5
Thu, 29.11. 07:00 | 241.9 | 216.3 | 25.6 | 252 | 0 | 0 | 0 | 0 | 1.1 | 52.2 | 6.5 | 0.7 | 4
Thu, 29.11. 08:00 | 210.6 | 185.6 | 25 | 224.8 | 0 | 0 | 0 | 0 | 2 | 50.1 | 5.2 | 0.7 | 5
Thu, 29.11. 09:00 | 209.9 | 183.3 | 26.6 | 224.5 | 0 | 0 | 0 | 0 | 2.4 | 45.3 | 4.9 | 0.8 | 5
Thu, 29.11. 10:00 | 199.1 | 170.1 | 29 | 214.9 | 0 | 0 | 0 | 0 | 2.5 | 39.3 | 4.4 | 0.8 | 6
Thu, 29.11. 11:00 | 185.8 | 156 | 29.8 | 202.9 | 0 | 0 | 0 | 0 | 2.3 | 40.6 | 4 | 0.8 | 6
Thu, 29.11. 12:00 | 179.6 | 147.5 | 32.1 | 197.6 | 0 | 0 | 0 | 0 | 2.2 | 47.9 | 3.7 | 0.8 | 7
Thu, 29.11. 13:00 | 173.7 | 145.6 | 28.1 | 191.6 | 0 | 0 | 0 | 0 | 1.8 | 53 | 3.7 | 0.8 | 6
Thu, 29.11. 14:00 | 162.6 | 138.7 | 23.9 | 181.2 | 0 | 0 | 0 | 0 | 1.7 | 59.9 | 3.4 | 0.8 | 6
Thu, 29.11. 15:00 | 180.2 | 156 | 24.2 | 196.7 | 0 | 0 | 0 | 0 | 1.6 | 78.5 | 3.9 | 0.8 | 5
Thu, 29.11. 16:00 | 173.2 | 150.9 | 22.3 | 189.7 | 0 | 0 | 0 | 0 | 1.4 | 104.8 | 4 | 0.8 | 5
Thu, 29.11. 17:00 | 178.2 | 154 | 24.2 | 193.5 | 0 | 0 | 0 | 0 | 0.8 | 128.8 | 4.6 | 0.8 | 5
Thu, 29.11. 18:00 | 183.4 | 159.6 | 23.8 | 197.7 | 0 | 0 | 0 | 0 | 0.5 | 136.4 | 5 | 0.8 | 5
Thu, 29.11. 19:00 | 199.1 | 172.8 | 26.3 | 211 | 0 | 0 | 0 | 0 | 0.4 | 134.9 | 6 | 0.8 | 5
Thu, 29.11. 20:00 | 193.8 | 168.3 | 25.5 | 205.8 | 0 | 0 | 0 | 0 | 0.3 | 107.4 | 6.1 | 0.8 | 5
Thu, 29.11. 21:00 | 182.4 | 159.2 | 23.2 | 195.2 | 0 | 0 | 0 | 0 | 0.3 | 91.4 | 5.8 | 0.8 | 5
Thu, 29.11. 22:00 | 98.9 | 87.1 | 11.8 | 120.5 | 0 | 0 | 0 | 0 | 0.3 | 74.2 | 2.9 | 0.8 | 6
Thu, 29.11. 23:00 | 85.3 | 78.3 | 7 | 108.5 | 0 | 0 | 0 | 0 | 0.2 | 63.1 | 2.2 | 0.8 | 6
Fri, 30.11. 00:00 | 85.5 | 80.6 | 4.9 | 108.8 | 0 | 0 | 0 | 0 | 0.3 | 35.3 | 1.9 | 0.8 | 6
Fri, 30.11. 01:00 | 96.3 | 93.7 | 2.6 | 118.6 | 0 | 0 | 0 | 0 | 0.3 | 18.5 | 2 | 0.8 | 5
Fri, 30.11. 02:00 | 99 | 98.1 | 0.9 | 121.1 | 0 | 0 | 0 | 0 | 0.3 | 10.7 | 1.9 | 0.8 | 5
Fri, 30.11. 03:00 | 98.9 | 98.1 | 0.8 | 121 | 0 | 0 | 0 | 0 | 0.3 | 9 | 1.8 | 0.8 | 5
Fri, 30.11. 04:00 | 116.6 | 113.8 | 2.8 | 137.5 | 0 | 0 | 0 | 0 | 0.3 | 11.6 | 2.3 | 0.8 | 5
Fri, 30.11. 05:00 | 184.4 | 176.2 | 8.2 | 198.7 | 0 | 0 | 0 | 0 | 0.3 | 22.6 | 4.3 | 0.8 | 4
Fri, 30.11. 06:00 | 239.9 | 218.1 | 21.8 | 248.2 | 0 | 0 | 0 | 0 | 0.3 | 40 | 6.8 | 0.9 | 4
Fri, 30.11. 07:00 | 263 | 238.2 | 24.8 | 270.7 | 0 | 0 | 0 | 0 | 1.1 | 50.6 | 7.2 | 0.9 | 3
Fri, 30.11. 08:00 | 246.8 | 220.7 | 26.1 | 257.5 | 0 | 0 | 0 | 0 | 2.1 | 52.2 | 6.2 | 0.9 | 4
Fri, 30.11. 09:00 | 236 | 209.3 | 26.7 | 247.9 | 0 | 0 | 0 | 0 | 2.5 | 45.3 | 5.6 | 0.9 | 4
Fri, 30.11. 10:00 | 231.8 | 203.3 | 28.5 | 244.1 | 0 | 0 | 0 | 0 | 2.5 | 38.6 | 5.4 | 0.9 | 4
Fri, 30.11. 11:00 | 233.8 | 202.1 | 31.7 | 246.2 | 0 | 0 | 0 | 0 | 2.4 | 43.1 | 5.3 | 0.9 | 4
Fri, 30.11. 12:00 | 208.9 | 177.7 | 31.2 | 223.6 | 0 | 0 | 0 | 0 | 2.1 | 46.5 | 4.5 | 0.9 | 5
Fri, 30.11. 13:00 | 193.9 | 166.1 | 27.8 | 209.7 | 0 | 0 | 0 | 0 | 1.8 | 52.4 | 4.2 | 0.9 | 5
Fri, 30.11. 14:00 | 189.7 | 165 | 24.7 | 205.7 | 0 | 0 | 0 | 0 | 1.8 | 61.8 | 4.1 | 0.9 | 5
Fri, 30.11. 15:00 | 201.6 | 176.2 | 25.4 | 216.3 | 0 | 0 | 0 | 0 | 1.7 | 82.5 | 4.4 | 0.9 | 5
Fri, 30.11. 16:00 | 196.2 | 172.5 | 23.7 | 210.5 | 0 | 0 | 0 | 0 | 1.4 | 111.3 | 4.6 | 0.9 | 5
Fri, 30.11. 17:00 | 184.3 | 160.8 | 23.5 | 198.7 | 0 | 0 | 0 | 0 | 0.8 | 124.8 | 4.7 | 0.9 | 5
Fri, 30.11. 18:00 | 235.3 | 209.6 | 25.7 | 244.1 | 0 | 0 | 0 | 0 | 0.6 | 147.5 | 6.6 | 0.9 | 3
Fri, 30.11. 19:00 | 226.5 | 201.5 | 25 | 235.1 | 0 | 0 | 0 | 0 | 0.4 | 128.3 | 7 | 0.9 | 2.8
Fri, 30.11. 20:00 | 229.5 | 204.2 | 25.3 | 237.3 | 0 | 0 | 0 | 0 | 0.3 | 106.4 | 7.3 | 0.9 | 2.8
Fri, 30.11. 21:00 | 219 | 195.6 | 23.4 | 227.4 | 0 | 0 | 0 | 0 | 0.3 | 92.3 | 7.1 | 0.9 | 3
Fri, 30.11. 22:00 | 132.5 | 120.9 | 11.6 | 150.3 | 0 | 0 | 0 | 0 | 0.3 | 73.4 | 4 | 0.9 | 3
Fri, 30.11. 23:00 | 132.7 | 124.9 | 7.8 | 150.9 | 0 | 0 | 0 | 0 | 0.3 | 70.4 | 3.5 | 0.9 | 3
Sat, 01.12. 00:00 | 122.4 | 117 | 5.4 | 141.4 | 0 | 0 | 0 | 0 | 0.3 | 52.5 | 3.1 | 0.9 | 3
Sat, 01.12. 01:00 | 124.4 | 121.3 | 3.1 | 143.4 | 0 | 0 | 0 | 0 | 0.3 | 30.3 | 2.9 | 0.9 | 2.8
Sat, 01.12. 02:00 | 133.3 | 131.5 | 1.8 | 151.5 | 0 | 0 | 0 | 0 | 0.3 | 20.4 | 3 | 0.9 | 2.5
Sat, 01.12. 03:00 | 140.4 | 139.5 | 0.9 | 157.8 | 0 | 0 | 0 | 0 | 0.3 | 12.2 | 3.1 | 0.9 | 2.2
Sat, 01.12. 04:00 | 156.9 | 155.4 | 1.5 | 172.9 | 0 | 0 | 0 | 0 | 0.3 | 10.8 | 3.5 | 0.9 | 2
Sat, 01.12. 05:00 | 224.6 | 222.8 | 1.8 | 233.3 | 0 | 0 | 0 | 0 | 0.3 | 12.4 | 5.2 | 1 | 2
Sat, 01.12. 06:00 | 288.3 | 285.7 | 2.6 | 289.7 | 0 | 0 | 0 | 0 | 0.3 | 12.1 | 7 | 1 | 2
Sat, 01.12. 07:00 | 307.7 | 301.5 | 6.2 | 309.3 | 0 | 0 | 0 | 0 | 0.4 | 14 | 7.2 | 1 | 2
Sat, 01.12. 08:00 | 280.6 | 266.5 | 14.1 | 285.9 | 0 | 0 | 0 | 0 | 0.6 | 18.8 | 7 | 1 | 2
Sat, 01.12. 09:00 | 270.4 | 244.6 | 25.8 | 276.2 | 0 | 0 | 0 | 0 | 0.6 | 24.5 | 7.9 | 1 | 2
Sat, 01.12. 10:00 | 258 | 229 | 29 | 264.7 | 0 | 0 | 0 | 0 | 0.6 | 43.6 | 7.8 | 1 | 2
Sat, 01.12. 11:00 | 280.4 | 245.5 | 34.9 | 285.2 | 0 | 0 | 0 | 0 | 0.7 | 58.1 | 8.5 | 1 | 2
Sat, 01.12. 12:00 | 253.6 | 221 | 32.6 | 261.4 | 0 | 0 | 0 | 0 | 0.6 | 76.9 | 7.3 | 1 | 3
Sat, 01.12. 13:00 | 249.8 | 219.9 | 29.9 | 258.1 | 0 | 0 | 0 | 0 | 0.6 | 88.6 | 6.8 | 1 | 3
Sat, 01.12. 14:00 | 244.7 | 216.6 | 28.1 | 253.7 | 0 | 0 | 0 | 0 | 0.6 | 87.2 | 6.5 | 1 | 3
Sat, 01.12. 15:00 | 259 | 232.9 | 26.1 | 266.2 | 0 | 0 | 0 | 0 | 0.5 | 83.5 | 6.8 | 1 | 2
Sat, 01.12. 16:00 | 269.9 | 244.7 | 25.2 | 275.2 | 0 | 0 | 0 | 0 | 0.5 | 83.5 | 7.4 | 1 | 1
Sat, 01.12. 17:00 | 294 | 267.1 | 26.9 | 296.2 | 0 | 0 | 0 | 0 | 0.4 | 91.7 | 8.4 | 1.1 | 1
Sat, 01.12. 18:00 | 280.4 | 257.4 | 23 | 283.2 | 0 | 0 | 0 | 0 | 0.3 | 88.6 | 8.3 | 1.1 | 1
Sat, 01.12. 19:00 | 296 | 274.1 | 21.9 | 296.2 | 0 | 0 | 0 | 0 | 0.3 | 83.6 | 9.2 | 1.1 | 0
Sat, 01.12. 20:00 | 306.6 | 285.2 | 21.4 | 305.2 | 0 | 0 | 0 | 0 | 0.3 | 79 | 9.5 | 1.1 | 1
Sat, 01.12. 21:00 | 257.7 | 243 | 14.7 | 260.9 | 0 | 0 | 0 | 0 | 0.3 | 65.1 | 7.9 | 1.1 | 1
Sat, 01.12. 22:00 | 159.2 | 148.4 | 10.8 | 173.8 | 0 | 0 | 0 | 0 | 0.2 | 58.6 | 4.8 | 1.1 | 1
Sat, 01.12. 23:00 | 146 | 138.1 | 7.9 | 162.7 | 0 | 0 | 0 | 0 | 0.3 | 61.3 | 4 | 1.1 | 2
Sun, 02.12. 00:00 | 138 | 132.6 | 5.4 | 155.4 | 0 | 0 | 0 | 0 | 0.3 | 64.4 | 3.6 | 1.1 | 2
Sun, 02.12. 01:00 | 141 | 138 | 3 | 158.1 | 0 | 0 | 0 | 0 | 0.2 | 51.4 | 3.6 | 1.1 | 1
Sun, 02.12. 02:00 | 158.2 | 156.3 | 1.9 | 173.5 | 0 | 0 | 0 | 0 | 0.3 | 40 | 3.9 | 1.1 | 1
Sun, 02.12. 03:00 | 146.8 | 145.9 | 0.9 | 163.3 | 0 | 0 | 0 | 0 | 0.3 | 19.4 | 3.4 | 1.1 | 2
Sun, 02.12. 04:00 | 158.8 | 157 | 1.8 | 174.2 | 0 | 0 | 0 | 0 | 0.3 | 11.6 | 3.8 | 1.1 | 2
Sun, 02.12. 05:00 | 229.9 | 228 | 1.9 | 236.6 | 0 | 0 | 0 | 0 | 0.3 | 9.5 | 5.8 | 1.1 | 2
Sun, 02.12. 06:00 | 299.6 | 297 | 2.6 | 297.3 | 0 | 0 | 0 | 0 | 0.2 | 9.6 | 7.9 | 1.1 | 2
Sun, 02.12. 07:00 | 323.1 | 317.4 | 5.7 | 320 | 0 | 0 | 0 | 0 | 0.3 | 11.4 | 8.4 | 1.1 | 2
Sun, 02.12. 08:00 | 245.1 | 233.4 | 11.7 | 251.2 | 0 | 0 | 0 | 0 | 0.3 | 9.6 | 6.6 | 1.2 | 3
Sun, 02.12. 09:00 | 270.7 | 245.9 | 24.8 | 274.1 | 0 | 0 | 0 | 0 | 0.3 | 12.6 | 8.4 | 1.2 | 3
Sun, 02.12. 10:00 | 249 | 223.7 | 25.3 | 254.5 | 0 | 0 | 0 | 0 | 0.3 | 14.1 | 8 | 1.2 | 3
Sun, 02.12. 11:00 | 258.1 | 230.5 | 27.6 | 262.7 | 0 | 0 | 0 | 0 | 0.3 | 21.6 | 8.4 | 1.2 | 3
Sun, 02.12. 12:00 | 246.1 | 221.3 | 24.8 | 251.9 | 0 | 0 | 0 | 0 | 0.3 | 30.8 | 7.8 | 1.2 | 3
Sun, 02.12. 13:00 | 246.1 | 225.2 | 20.9 | 252 | 0 | 0 | 0 | 0 | 0.3 | 42.7 | 7.4 | 1.2 | 3
Sun, 02.12. 14:00 | 213.3 | 197 | 16.3 | 222.7 | 0 | 0 | 0 | 0 | 0.3 | 52.8 | 6.2 | 1.2 | 3
Sun, 02.12. 15:00 | 239.2 | 223.2 | 16 | 245.7 | 0 | 0 | 0 | 0 | 0.3 | 55.5 | 6.9 | 1.2 | 3
Sun, 02.12. 16:00 | 237.8 | 222.6 | 15.2 | 243.9 | 0 | 0 | 0 | 0 | 0.3 | 61.7 | 6.9 | 1.2 | 3
Sun, 02.12. 17:00 | 253.8 | 236.7 | 17.1 | 257.4 | 0 | 0 | 0 | 0 | 0.3 | 69.1 | 7.6 | 1.2 | 3
Sun, 02.12. 18:00 | 280.8 | 262.1 | 18.7 | 281 | 0 | 0 | 0 | 0 | 0.3 | 87.5 | 8.8 | 1.2 | 2
Sun, 02.12. 19:00 | 264.6 | 246.7 | 17.9 | 266.1 | 0 | 0 | 0 | 0 | 0.2 | 84.2 | 8.4 | 1.3 | 2
Sun, 02.12. 20:00 | 301.1 | 282.6 | 18.5 | 298.1 | 0 | 0 | 0 | 0 | 0.3 | 85.2 | 9.7 | 1.3 | 1
Sun, 02.12. 21:00 | 283.9 | 268 | 15.9 | 282.6 | 0 | 0 | 0 | 0 | 0.3 | 73.3 | 8.9 | 1.3 | 2
Sun, 02.12. 22:00 | 168.5 | 156.7 | 11.8 | 181.9 | 0 | 0 | 0 | 0 | 0.3 | 58.5 | 5.1 | 1.3 | 2
Sun, 02.12. 23:00 | 141.5 | 134.2 | 7.3 | 158.4 | 0 | 0 | 0 | 0 | 0.3 | 45 | 3.9 | 1.3 | 2
Mon, 03.12. 00:00 | 120.9 | 116 | 4.9 | 140.7 | 0 | 0 | 0 | 0 | 0.3 | 35.7 | 3 | 1.3 | 3
Mon, 03.12. 01:00 | 124.3 | 121.6 | 2.7 | 143.9 | 0 | 0 | 0 | 0 | 0.3 | 19 | 2.8 | 1.3 | 3
Mon, 03.12. 02:00 | 128.7 | 127.9 | 0.8 | 147.7 | 0 | 0 | 0 | 0 | 0.3 | 10.2 | 2.8 | 1.3 | 2
Mon, 03.12. 03:00 | 133.1 | 132.3 | 0.8 | 151.6 | 0 | 0 | 0 | 0 | 0.3 | 8.9 | 2.9 | 1.3 | 2
Mon, 03.12. 04:00 | 151.9 | 149.1 | 2.8 | 169.5 | 0 | 0 | 0 | 0 | 0.3 | 12.3 | 3.3 | 1.3 | 3
Mon, 03.12. 05:00 | 213.8 | 205.8 | 8 | 225 | 0 | 0 | 0 | 0 | 0.3 | 22.2 | 5.3 | 1.3 | 2
Mon, 03.12. 06:00 | 303.1 | 279.3 | 23.8 | 304.9 | 0 | 0 | 0 | 0 | 0.4 | 43.5 | 8.8 | 1.3 | 2
Mon, 03.12. 07:00 | 305.5 | 279.5 | 26 | 309.2 | 0 | 0 | 0 | 0 | 1.1 | 52.7 | 8.4 | 1.3 | 2
Mon, 03.12. 08:00 | 298.2 | 270.9 | 27.3 | 304.1 | 0 | 0 | 0 | 0 | 2.2 | 54.3 | 7.7 | 1.4 | 2
Mon, 03.12. 09:00 | 245.2 | 220.2 | 25 | 256 | 0 | 0 | 0 | 0 | 2.3 | 42.2 | 5.9 | 1.4 | 3
Mon, 03.12. 10:00 | 258.6 | 229.9 | 28.7 | 268.4 | 0 | 0 | 0 | 0 | 2.5 | 38.6 | 6.1 | 1.4 | 3
Mon, 03.12. 11:00 | 232.3 | 202.6 | 29.7 | 244.8 | 0 | 0 | 0 | 0 | 2.3 | 40.2 | 5.2 | 1.4 | 4
Mon, 03.12. 12:00 | 222 | 192.3 | 29.7 | 235.5 | 0 | 0 | 0 | 0 | 2 | 44.2 | 5 | 1.4 | 4
Mon, 03.12. 13:00 | 208.8 | 180.6 | 28.2 | 223.4 | 0 | 0 | 0 | 0 | 1.8 | 53 | 4.5 | 1.4 | 5
Mon, 03.12. 14:00 | 212.5 | 186.5 | 26 | 226.8 | 0 | 0 | 0 | 0 | 1.9 | 65 | 4.6 | 1.4 | 5
Mon, 03.12. 15:00 | 208.8 | 184.2 | 24.6 | 222.9 | 0 | 0 | 0 | 0 | 1.7 | 80.1 | 4.6 | 1.4 | 5
Mon, 03.12. 16:00 | 212.1 | 189.2 | 22.9 | 224.7 | 0 | 0 | 0 | 0 | 1.4 | 107 | 5.1 | 1.5 | 4
Mon, 03.12. 17:00 | 220.4 | 195.4 | 25 | 231.4 | 0 | 0 | 0 | 0 | 0.9 | 132.8 | 5.8 | 1.5 | 4
Mon, 03.12. 18:00 | 238.6 | 214 | 24.6 | 247 | 0 | 0 | 0 | 0 | 0.5 | 140.5 | 6.7 | 1.5 | 3
Mon, 03.12. 19:00 | 236.7 | 211.9 | 24.8 | 244.3 | 0 | 0 | 0 | 0 | 0.4 | 127 | 7.2 | 1.5 | 3
Mon, 03.12. 20:00 | 254.4 | 227.8 | 26.6 | 259.6 | 0 | 0 | 0 | 0 | 0.4 | 111.7 | 8.1 | 1.5 | 3
Mon, 03.12. 21:00 | 230.6 | 207.4 | 23.2 | 237.8 | 0 | 0 | 0 | 0 | 0.3 | 91.4 | 7.4 | 1.5 | 3
Mon, 03.12. 22:00 | 139.5 | 127.5 | 12 | 156.9 | 0 | 0 | 0 | 0 | 0.3 | 75 | 4.2 | 1.5 | 3
Mon, 03.12. 23:00 | 148.6 | 140.7 | 7.9 | 165.4 | 0 | 0 | 0 | 0 | 0.3 | 71 | 4 | 1.5 | 2
Tue, 04.12. 00:00 | 114.7 | 110.1 | 4.6 | 135 | 0 | 0 | 0 | 0 | 0.2 | 33.5 | 2.8 | 1.5 | 3
Tue, 04.12. 01:00 | 119.5 | 116.9 | 2.6 | 139.5 | 0 | 0 | 0 | 0 | 0.3 | 18.1 | 2.7 | 1.5 | 3
Tue, 04.12. 02:00 | 124.3 | 123.5 | 0.8 | 144.1 | 0 | 0 | 0 | 0 | 0.3 | 10.6 | 2.6 | 1.6 | 3
Tue, 04.12. 03:00 | 136 | 135.2 | 0.8 | 154.4 | 0 | 0 | 0 | 0 | 0.3 | 9 | 3 | 1.6 | 2
Tue, 04.12. 04:00 | 162.9 | 160.1 | 2.8 | 179.4 | 0 | 0 | 0 | 0 | 0.3 | 12.1 | 3.6 | 1.6 | 2
Tue, 04.12. 05:00 | 244.8 | 235.9 | 8.9 | 253.1 | 0 | 0 | 0 | 0 | 0.3 | 24.7 | 6.1 | 1.6 | 2
Tue, 04.12. 06:00 | 311.8 | 289 | 22.8 | 312.3 | 0 | 0 | 0 | 0 | 0.4 | 41.8 | 9.2 | 1.6 | 1
Tue, 04.12. 07:00 | 315.8 | 289.8 | 26 | 318.5 | 0 | 0 | 0 | 0 | 1.1 | 52.7 | 8.7 | 1.7 | 2
Tue, 04.12. 08:00 | 287.8 | 261.2 | 26.6 | 294.8 | 0 | 0 | 0 | 0 | 2.2 | 52.7 | 7.3 | 1.7 | 3
Tue, 04.12. 09:00 | 271.6 | 244.9 | 26.7 | 280.2 | 0 | 0 | 0 | 0 | 2.5 | 45.3 | 6.6 | 1.8 | 3
Tue, 04.12. 10:00 | 277.6 | 248.9 | 28.7 | 285.5 | 0 | 0 | 0 | 0 | 2.5 | 38.6 | 6.7 | 1.8 | 2
Tue, 04.12. 11:00 | 277 | 246.7 | 30.3 | 284.9 | 0 | 0 | 0 | 0 | 2.3 | 41 | 6.8 | 1.8 | 1
Tue, 04.12. 12:00 | 268.3 | 237.6 | 30.7 | 277 | 0 | 0 | 0 | 0 | 2.1 | 45.6 | 6.5 | 1.8 | 1
Tue, 04.12. 13:00 | 252.3 | 224.7 | 27.6 | 262.1 | 0 | 0 | 0 | 0 | 1.8 | 51.9 | 6.1 | 1.9 | 1
Tue, 04.12. 14:00 | 247.8 | 222.2 | 25.6 | 258.1 | 0 | 0 | 0 | 0 | 1.8 | 63.7 | 5.8 | 1.9 | 2
Tue, 04.12. 15:00 | 263.1 | 236.9 | 26.2 | 271.7 | 0 | 0 | 0 | 0 | 1.8 | 84.9 | 6.3 | 1.9 | 2
Tue, 04.12. 16:00 | 244.8 | 221.4 | 23.4 | 254.1 | 0 | 0 | 0 | 0 | 1.4 | 109.1 | 6.1 | 1.9 | 2
Tue, 04.12. 17:00 | 252.3 | 225.8 | 26.5 | 260.1 | 0 | 0 | 0 | 0 | 0.9 | 140.7 | 6.8 | 2 | 3
Tue, 04.12. 18:00 | 236.2 | 212.6 | 23.6 | 244.8 | 0 | 0 | 0 | 0 | 0.5 | 134.9 | 6.6 | 2 | 3
Tue, 04.12. 19:00 | 259.3 | 232.9 | 26.4 | 264.5 | 0 | 0 | 0 | 0 | 0.4 | 134.9 | 7.9 | 2 | 3
Tue, 04.12. 20:00 | 228.1 | 202.7 | 25.4 | 236.1 | 0 | 0 | 0 | 0 | 0.3 | 106.4 | 7.1 | 2 | 5
Tue, 04.12. 21:00 | 202.9 | 181 | 21.9 | 213.1 | 0 | 0 | 0 | 0 | 0.3 | 85.9 | 6.4 | 2.1 | 5
Tue, 04.12. 22:00 | 130.1 | 117.2 | 12.9 | 149 | 0 | 0 | 0 | 0 | 0.3 | 81.2 | 3.8 | 2.1 | 5
Tue, 04.12. 23:00 | 125.5 | 118.3 | 7.2 | 144.9 | 0 | 0 | 0 | 0 | 0.3 | 64.4 | 3.3 | 2.1 | 3
Wed, 05.12. 00:00 | 130.3 | 125.4 | 4.9 | 149.2 | 0 | 0 | 0 | 0 | 0.3 | 35.7 | 3.3 | 2.1 | 2
Wed, 05.12. 01:00 | 117.9 | 115.3 | 2.6 | 138.4 | 0 | 0 | 0 | 0 | 0.3 | 18.3 | 2.7 | 2.1 | 3
Wed, 05.12. 02:00 | 121.2 | 120.4 | 0.8 | 141.5 | 0 | 0 | 0 | 0 | 0.3 | 10.6 | 2.6 | 2.1 | 3
Wed, 05.12. 03:00 | 117.9 | 117 | 0.9 | 138.5 | 0 | 0 | 0 | 0 | 0.3 | 9.6 | 2.4 | 2.1 | 4
Wed, 05.12. 04:00 | 133.1 | 130.6 | 2.5 | 152.6 | 0 | 0 | 0 | 0 | 0.2 | 11 | 2.9 | 2.1 | 3
Wed, 05.12. 05:00 | 217 | 208.1 | 8.9 | 228.5 | 0 | 0 | 0 | 0 | 0.3 | 24.5 | 5.2 | 2.1 | 3
Wed, 05.12. 06:00 | 274.9 | 252.4 | 22.5 | 279.8 | 0 | 0 | 0 | 0 | 0.3 | 40.9 | 8 | 2.1 | 2
Wed, 05.12. 07:00 | 273.7 | 249.5 | 24.2 | 280.6 | 0 | 0 | 0 | 0 | 1 | 49 | 7.5 | 2.1 | 2
Wed, 05.12. 08:00 | 271.2 | 244.5 | 26.7 | 280.1 | 0 | 0 | 0 | 0 | 2.2 | 53.3 | 6.9 | 2.1 | 3
Wed, 05.12. 09:00 | 243.5 | 216.7 | 26.8 | 255.2 | 0 | 0 | 0 | 0 | 2.5 | 45.3 | 5.8 | 2.1 | 4
Wed, 05.12. 10:00 | 225.5 | 197.1 | 28.4 | 239.2 | 0 | 0 | 0 | 0 | 2.5 | 38.2 | 5.1 | 2.1 | 5
Wed, 05.12. 11:00 | 215.6 | 184.1 | 31.5 | 230.7 | 0 | 0 | 0 | 0 | 2.4 | 42.7 | 4.6 | 2.1 | 6
Wed, 05.12. 12:00 | 198.2 | 167.7 | 30.5 | 214.6 | 0 | 0 | 0 | 0 | 2.1 | 45.1 | 4.2 | 2.1 | 6
Wed, 05.12. 13:00 | 197.2 | 168.1 | 29.1 | 213.5 | 0 | 0 | 0 | 0 | 1.9 | 54.7 | 4.2 | 2.1 | 6
Wed, 05.12. 14:00 | 189.4 | 165.3 | 24.1 | 205.9 | 0 | 0 | 0 | 0 | 1.7 | 59.9 | 4.1 | 2.2 | 5
Wed, 05.12. 15:00 | 203.8 | 178.8 | 25 | 218.8 | 0 | 0 | 0 | 0 | 1.7 | 80.9 | 4.5 | 2.2 | 5
Wed, 05.12. 16:00 | 213.4 | 189.6 | 23.8 | 226.5 | 0 | 0 | 0 | 0 | 1.5 | 111.3 | 5.1 | 2.2 | 4
Wed, 05.12. 17:00 | 217.2 | 191.7 | 25.5 | 229 | 0 | 0 | 0 | 0 | 0.9 | 135.4 | 5.7 | 2.2 | 4
Wed, 05.12. 18:00 | 215.3 | 191.2 | 24.1 | 226.6 | 0 | 0 | 0 | 0 | 0.5 | 137.7 | 5.9 | 2.2 | 4
Wed, 05.12. 19:00 | 231.1 | 206 | 25.1 | 239.8 | 0 | 0 | 0 | 0 | 0.4 | 128.3 | 7.1 | 2.2 | 3
Wed, 05.12. 20:00 | 241.3 | 215.1 | 26.2 | 248.3 | 0 | 0 | 0 | 0 | 0.3 | 109.6 | 7.7 | 2.2 | 3
Wed, 05.12. 21:00 | 221 | 197.9 | 23.1 | 229.6 | 0 | 0 | 0 | 0 | 0.3 | 90.5 | 7.1 | 2.2 | 3
Wed, 05.12. 22:00 | 126 | 115 | 11 | 144.9 | 0 | 0 | 0 | 0 | 0.3 | 68.8 | 3.8 | 2.2 | 3
Wed, 05.12. 23:00 | 129 | 121.4 | 7.6 | 148.1 | 0 | 0 | 0 | 0 | 0.3 | 67.7 | 3.4 | 2.2 | 3
Thu, 06.12. 00:00 | 124.5 | 119.5 | 5 | 144.2 | 0 | 0 | 0 | 0 | 0.3 | 36.4 | 3.1 | 2.2 | 3
Thu, 06.12. 01:00 | 122.9 | 120.2 | 2.7 | 142.8 | 0 | 0 | 0 | 0 | 0.3 | 18.6 | 2.8 | 2.2 | 3
Thu, 06.12. 02:00 | 112.9 | 112.2 | 0.7 | 134 | 0 | 0 | 0 | 0 | 0.2 | 9.6 | 2.4 | 2.2 | 3
Thu, 06.12. 03:00 | 116.1 | 115.4 | 0.7 | 136.9 | 0 | 0 | 0 | 0 | 0.2 | 8.4 | 2.4 | 2.2 | 3
Thu, 06.12. 04:00 | 149.9 | 147.1 | 2.8 | 167.9 | 0 | 0 | 0 | 0 | 0.3 | 12 | 3.2 | 2.2 | 3
Thu, 06.12. 05:00 | 231.9 | 223 | 8.9 | 241.9 | 0 | 0 | 0 | 0 | 0.3 | 24.7 | 5.6 | 2.2 | 3
Thu, 06.12. 06:00 | 283 | 260.5 | 22.5 | 286.9 | 0 | 0 | 0 | 0 | 0.3 | 40.9 | 8.1 | 2.2 | 3
Thu, 06.12. 07:00 | 308.1 | 282.5 | 25.6 | 311.5 | 0 | 0 | 0 | 0 | 1.1 | 51.6 | 8.5 | 2.2 | 2
Thu, 06.12. 08:00 | 297.4 | 270.8 | 26.6 | 303.5 | 0 | 0 | 0 | 0 | 2.2 | 52.7 | 7.7 | 2.2 | 2
Thu, 06.12. 09:00 | 292 | 263 | 29 | 299.1 | 0 | 0 | 0 | 0 | 2.7 | 48.9 | 7.1 | 2.2 | 3
Thu, 06.12. 10:00 | 260.1 | 231.9 | 28.2 | 269.8 | 0 | 0 | 0 | 0 | 2.5 | 37.8 | 6.2 | 2.2 | 3
Thu, 06.12. 11:00 | 236.3 | 208.1 | 28.2 | 248.2 | 0 | 0 | 0 | 0 | 2.2 | 38.2 | 5.5 | 2.2 | 3
Thu, 06.12. 12:00 | 249.1 | 216.4 | 32.7 | 260.5 | 0 | 0 | 0 | 0 | 2.2 | 48.3 | 5.6 | 2.2 | 4
Thu, 06.12. 13:00 | 243.4 | 212.8 | 30.6 | 255 | 0 | 0 | 0 | 0 | 2 | 57.4 | 5.5 | 2.2 | 4
Thu, 06.12. 14:00 | 259.5 | 231.3 | 28.2 | 269.3 | 0 | 0 | 0 | 0 | 2 | 70.1 | 6 | 2.2 | 3
Thu, 06.12. 15:00 | 259.6 | 233.6 | 26 | 268.7 | 0 | 0 | 0 | 0 | 1.8 | 84.1 | 6.2 | 2.2 | 2
Thu, 06.12. 16:00 | 223.5 | 201 | 22.5 | 235.1 | 0 | 0 | 0 | 0 | 1.4 | 104.8 | 5.5 | 2.2 | 3
Thu, 06.12. 17:00 | 258.5 | 231.2 | 27.3 | 265.8 | 0 | 0 | 0 | 0 | 1 | 144.7 | 6.9 | 2.2 | 3
Thu, 06.12. 18:00 | 248.3 | 224.3 | 24 | 255.6 | 0 | 0 | 0 | 0 | 0.5 | 136.4 | 7.1 | 2.2 | 2
Thu, 06.12. 19:00 | 245.9 | 221.7 | 24.2 | 252.6 | 0 | 0 | 0 | 0 | 0.4 | 123.1 | 7.6 | 2.2 | 2
Thu, 06.12. 20:00 | 270.1 | 243.7 | 26.4 | 273.7 | 0 | 0 | 0 | 0 | 0.4 | 110.7 | 8.6 | 2.2 | 2
Thu, 06.12. 21:00 | 247.6 | 224.2 | 23.4 | 253 | 0 | 0 | 0 | 0 | 0.3 | 91.4 | 8.1 | 2.2 | 2
Thu, 06.12. 22:00 | 158.1 | 145.6 | 12.5 | 173.8 | 0 | 0 | 0 | 0 | 0.3 | 78.1 | 4.8 | 2.2 | 2
Thu, 06.12. 23:00 | 149.5 | 142.2 | 7.3 | 166.4 | 0 | 0 | 0 | 0 | 0.3 | 65.7 | 4.1 | 2.2 | 1
Fri, 07.12. 00:00 | 147.2 | 142.3 | 4.9 | 164.5 | 0 | 0 | 0 | 0 | 0.3 | 35.7 | 3.8 | 2.2 | 1
Fri, 07.12. 01:00 | 144.4 | 141.8 | 2.6 | 162.1 | 0 | 0 | 0 | 0 | 0.3 | 18.1 | 3.5 | 2.2 | 1
Fri, 07.12. 02:00 | 160 | 159.2 | 0.8 | 176.1 | 0 | 0 | 0 | 0 | 0.3 | 10.5 | 3.8 | 2.2 | 0
Fri, 07.12. 03:00 | 154.2 | 153.4 | 0.8 | 170.8 | 0 | 0 | 0 | 0 | 0.2 | 8.6 | 3.7 | 2.2 | 0
Fri, 07.12. 04:00 | 197.2 | 194.3 | 2.9 | 210.3 | 0 | 0 | 0 | 0 | 0.3 | 12.3 | 4.8 | 2.2 | 0
Fri, 07.12. 05:00 | 280.6 | 271.9 | 8.7 | 285.1 | 0 | 0 | 0 | 0 | 0.3 | 24 | 7.4 | 2.2 | 0
Fri, 07.12. 06:00 | 352.4 | 329.5 | 22.9 | 348.5 | 0 | 0 | 0 | 0 | 0.4 | 41.8 | 10.6 | 2.2 | 0
Fri, 07.12. 07:00 | 383.7 | 357.3 | 26.4 | 379.1 | 0 | 0 | 0 | 0 | 1.1 | 53.2 | 11.1 | 2.2 | -1
Fri, 07.12. 08:00 | 352 | 325.2 | 26.8 | 352.6 | 0 | 0 | 0 | 0 | 2.2 | 53.3 | 9.4 | 2.2 | 0
Fri, 07.12. 09:00 | 339.6 | 311.9 | 27.7 | 341.4 | 0 | 0 | 0 | 0 | 2.5 | 46.6 | 8.8 | 2.2 | 0
Fri, 07.12. 10:00 | 284.9 | 258.7 | 26.2 | 291.8 | 0 | 0 | 0 | 0 | 2.3 | 35.2 | 7.1 | 2.2 | 1
Fri, 07.12. 11:00 | 282.1 | 252.3 | 29.8 | 289.7 | 0 | 0 | 0 | 0 | 2.3 | 40.2 | 6.7 | 2.2 | 2
Fri, 07.12. 12:00 | 256.3 | 226.8 | 29.5 | 266.5 | 0 | 0 | 0 | 0 | 2 | 43.7 | 5.9 | 2.2 | 3
Fri, 07.12. 13:00 | 255.9 | 227.6 | 28.3 | 266 | 0 | 0 | 0 | 0 | 1.9 | 53 | 5.9 | 2.2 | 3
Fri, 07.12. 14:00 | 264.7 | 239.2 | 25.5 | 273.5 | 0 | 0 | 0 | 0 | 1.8 | 63.1 | 6.3 | 2.2 | 2
Fri, 07.12. 15:00 | 287.4 | 261.9 | 25.5 | 293.5 | 0 | 0 | 0 | 0 | 1.7 | 82.5 | 7.1 | 2.3 | 1
Fri, 07.12. 16:00 | 259 | 237 | 22 | 266.6 | 0 | 0 | 0 | 0 | 1.3 | 102.6 | 6.7 | 2.3 | 1
Fri, 07.12. 17:00 | 277.7 | 252.9 | 24.8 | 282.4 | 0 | 0 | 0 | 0 | 0.9 | 131.4 | 7.8 | 2.3 | 1
Fri, 07.12. 18:00 | 295.5 | 269.3 | 26.2 | 297.7 | 0 | 0 | 0 | 0 | 0.6 | 148.9 | 8.5 | 2.3 | 2
Fri, 07.12. 19:00 | 308.5 | 280.8 | 27.7 | 308.3 | 0 | 0 | 0 | 0 | 0.4 | 141.4 | 9.6 | 2.3 | 2
Fri, 07.12. 20:00 | 294.5 | 269.1 | 25.4 | 294.9 | 0 | 0 | 0 | 0 | 0.3 | 106.4 | 9.5 | 2.3 | 1
Fri, 07.12. 21:00 | 266.4 | 244.2 | 22.2 | 269.3 | 0 | 0 | 0 | 0 | 0.3 | 86.8 | 8.8 | 2.3 | 1
Fri, 07.12. 22:00 | 184.6 | 171.5 | 13.1 | 197.5 | 0 | 0 | 0 | 0 | 0.3 | 81.9 | 5.6 | 2.3 | 1
Fri, 07.12. 23:00 | 146 | 139.1 | 6.9 | 163.3 | 0 | 0 | 0 | 0 | 0.2 | 62.4 | 4.1 | 2.3 | 1
Sat, 08.12. 00:00 | 158.4 | 152.6 | 5.8 | 174.4 | 0 | 0 | 0 | 0 | 0.3 | 55.7 | 4.2 | 2.3 | 1
Sat, 08.12. 01:00 | 152.3 | 149.1 | 3.2 | 169.2 | 0 | 0 | 0 | 0 | 0.3 | 30.9 | 3.8 | 2.3 | 1
Sat, 08.12. 02:00 | 153.4 | 151.6 | 1.8 | 170.2 | 0 | 0 | 0 | 0 | 0.3 | 20 | 3.7 | 2.3 | 1
Sat, 08.12. 03:00 | 142.3 | 141.6 | 0.7 | 160.1 | 0 | 0 | 0 | 0 | 0.2 | 10.8 | 3.4 | 2.3 | 1
Sat, 08.12. 04:00 | 173.7 | 172.2 | 1.5 | 188.7 | 0 | 0 | 0 | 0 | 0.3 | 10.5 | 4.1 | 2.3 | 1
Sat, 08.12. 05:00 | 255.2 | 253.5 | 1.7 | 261 | 0 | 0 | 0 | 0 | 0.3 | 12.1 | 6.3 | 2.3 | 1
Sat, 08.12. 06:00 | 318.4 | 316.1 | 2.3 | 316.5 | 0 | 0 | 0 | 0 | 0.3 | 11.2 | 8.2 | 2.3 | 1
Sat, 08.12. 07:00 | 387.2 | 380.9 | 6.3 | 380.8 | 0 | 0 | 0 | 0 | 0.5 | 14.4 | 9.8 | 2.4 | 0
Sat, 08.12. 08:00 | 362.2 | 347.5 | 14.7 | 359.6 | 0 | 0 | 0 | 0 | 0.6 | 19.3 | 9.8 | 2.4 | -1
Sat, 08.12. 09:00 | 343 | 316.5 | 26.5 | 341.8 | 0 | 0 | 0 | 0 | 0.7 | 25 | 10.4 | 2.4 | -1
Sat, 08.12. 10:00 | 343.4 | 312.1 | 31.3 | 342 | 0 | 0 | 0 | 0 | 0.7 | 46.9 | 10.7 | 2.4 | -1
Sat, 08.12. 11:00 | 333 | 299.3 | 33.7 | 332.6 | 0 | 0 | 0 | 0 | 0.7 | 55.8 | 10.4 | 2.4 | -1
Sat, 08.12. 12:00 | 343.7 | 309.2 | 34.5 | 342.6 | 0 | 0 | 0 | 0 | 0.7 | 80.7 | 10.5 | 2.4 | -1
Sat, 08.12. 13:00 | 297.1 | 268.5 | 28.6 | 300.8 | 0 | 0 | 0 | 0 | 0.6 | 84.2 | 8.5 | 2.4 | 0
Sat, 08.12. 14:00 | 297.6 | 270.2 | 27.4 | 301.5 | 0 | 0 | 0 | 0 | 0.6 | 84.7 | 8.3 | 2.4 | 0
Sat, 08.12. 15:00 | 323.1 | 296 | 27.1 | 324.3 | 0 | 0 | 0 | 0 | 0.6 | 86.8 | 8.9 | 2.4 | 0
Sat, 08.12. 16:00 | 306.7 | 282.6 | 24.1 | 308.6 | 0 | 0 | 0 | 0 | 0.5 | 79.4 | 8.8 | 2.4 | -1
Sat, 08.12. 17:00 | 302.5 | 278.5 | 24 | 303.9 | 0 | 0 | 0 | 0 | 0.4 | 81.6 | 8.8 | 2.4 | 0
Sat, 08.12. 18:00 | 330 | 307.4 | 22.6 | 327.5 | 0 | 0 | 0 | 0 | 0.3 | 86.8 | 10.1 | 2.4 | -1
Sat, 08.12. 19:00 | 332.6 | 311.2 | 21.4 | 328.9 | 0 | 0 | 0 | 0 | 0.3 | 81.1 | 10.5 | 2.4 | -1
Sat, 08.12. 20:00 | 353.8 | 333.8 | 20 | 346.9 | 0 | 0 | 0 | 0 | 0.3 | 73.3 | 11.6 | 2.5 | -2
Sat, 08.12. 21:00 | 325.5 | 311 | 14.5 | 321 | 0 | 0 | 0 | 0 | 0.3 | 63.7 | 10.8 | 2.5 | -3
Sat, 08.12. 22:00 | 216 | 204.8 | 11.2 | 225 | 0 | 0 | 0 | 0 | 0.3 | 60.4 | 7 | 2.5 | -3
Sat, 08.12. 23:00 | 222.1 | 214.1 | 8 | 230.9 | 0 | 0 | 0 | 0 | 0.3 | 61.9 | 6.9 | 2.5 | -4
Sun, 09.12. 00:00 | 236.6 | 231.1 | 5.5 | 243.5 | 0 | 0 | 0 | 0 | 0.3 | 65.7 | 7.4 | 2.5 | -5
Sun, 09.12. 01:00 | 243.7 | 240.5 | 3.2 | 249.8 | 0 | 0 | 0 | 0 | 0.3 | 54.1 | 7.6 | 2.5 | -6
Sun, 09.12. 02:00 | 246.8 | 245 | 1.8 | 252.5 | 0 | 0 | 0 | 0 | 0.3 | 36.2 | 7.7 | 2.5 | -7
Sun, 09.12. 03:00 | 256.7 | 255.8 | 0.9 | 261.2 | 0 | 0 | 0 | 0 | 0.3 | 19 | 7.8 | 2.5 | -6
Sun, 09.12. 04:00 | 264.7 | 263 | 1.7 | 268.3 | 0 | 0 | 0 | 0 | 0.2 | 10.5 | 8.3 | 2.5 | -7
Sun, 09.12. 05:00 | 402.3 | 400.4 | 1.9 | 388 | 0 | 0 | 0 | 0 | 0.3 | 9.2 | 13.5 | 2.5 | -7
Sun, 09.12. 06:00 | 513.3 | 510.8 | 2.5 | 483.7 | 0 | 0 | 0 | 0 | 0.2 | 9.2 | 18 | 2.5 | -7
Sun, 09.12. 07:00 | 568.9 | 563.2 | 5.7 | 535.6 | 0 | 0 | 0 | 0 | 0.3 | 11.3 | 19.2 | 2.5 | -7
Sun, 09.12. 08:00 | 508.9 | 495.5 | 13.4 | 484.7 | 0 | 0 | 0 | 0 | 0.3 | 10.9 | 17.3 | 2.5 | -7
Sun, 09.12. 09:00 | 499.9 | 473.7 | 26.2 | 476.7 | 0 | 0 | 0 | 0 | 0.3 | 13.3 | 17.8 | 2.5 | -6
Sun, 09.12. 10:00 | 465.1 | 436.7 | 28.4 | 445.6 | 0 | 0 | 0 | 0 | 0.4 | 15.8 | 16.3 | 2.5 | -4
Sun, 09.12. 11:00 | 398.5 | 370.7 | 27.8 | 386.4 | 0 | 0 | 0 | 0 | 0.3 | 21.6 | 13.5 | 2.5 | -1
Sun, 09.12. 12:00 | 373.1 | 347.9 | 25.2 | 364 | 0 | 0 | 0 | 0 | 0.3 | 31.1 | 12.2 | 2.6 | 0
Sun, 09.12. 13:00 | 377.7 | 357.5 | 20.2 | 368.1 | 0 | 0 | 0 | 0 | 0.3 | 41 | 12.4 | 2.6 | -2
Sun, 09.12. 14:00 | 391.2 | 372.4 | 18.8 | 380.3 | 0 | 0 | 0 | 0 | 0.3 | 60.4 | 12.6 | 2.6 | -2
Sun, 09.12. 15:00 | 432.2 | 414.6 | 17.6 | 416 | 0 | 0 | 0 | 0 | 0.3 | 60.5 | 14.1 | 2.6 | -3
Sun, 09.12. 16:00 | 439 | 422.5 | 16.5 | 421.1 | 0 | 0 | 0 | 0 | 0.3 | 66.7 | 14.8 | 2.6 | -4
Sun, 09.12. 17:00 | 446.8 | 430 | 16.8 | 426.9 | 0 | 0 | 0 | 0 | 0.3 | 67.8 | 16 | 2.6 | -6
Sun, 09.12. 18:00 | 444.4 | 426.7 | 17.7 | 424 | 0 | 0 | 0 | 0 | 0.3 | 82.4 | 16 | 2.6 | -5
Sun, 09.12. 19:00 | 425.3 | 407.6 | 17.7 | 406 | 0 | 0 | 0 | 0 | 0.2 | 82.4 | 15.3 | 2.6 | -4
Sun, 09.12. 20:00 | 463 | 444.9 | 18.1 | 438.6 | 0 | 0 | 0 | 0 | 0.3 | 82.8 | 16.8 | 2.6 | -4
Sun, 09.12. 21:00 | 404.8 | 390.6 | 14.2 | 386.9 | 0 | 0 | 0 | 0 | 0.2 | 65 | 14.4 | 2.6 | -3
Sun, 09.12. 22:00 | 260.6 | 248.6 | 12 | 263.6 | 0 | 0 | 0 | 0 | 0.3 | 59.1 | 8.7 | 2.6 | -3
Sun, 09.12. 23:00 | 211.2 | 204 | 7.2 | 220.8 | 0 | 0 | 0 | 0 | 0.3 | 44.1 | 6.6 | 2.6 | -3
Mon, 10.12. 00:00 | 190 | 184.7 | 5.3 | 203.2 | 0 | 0 | 0 | 0 | 0.3 | 38.2 | 5.3 | 2.6 | -2
Mon, 10.12. 01:00 | 181.2 | 178.5 | 2.7 | 195.3 | 0 | 0 | 0 | 0 | 0.3 | 18.9 | 4.8 | 2.6 | -2
Mon, 10.12. 02:00 | 192.1 | 191.2 | 0.9 | 205.2 | 0 | 0 | 0 | 0 | 0.3 | 11.2 | 4.9 | 2.6 | -2
Mon, 10.12. 03:00 | 188.4 | 187.6 | 0.8 | 201.7 | 0 | 0 | 0 | 0 | 0.3 | 8.8 | 5 | 2.6 | -3
Mon, 10.12. 04:00 | 224.3 | 221.5 | 2.8 | 234.8 | 0 | 0 | 0 | 0 | 0.3 | 12.2 | 5.9 | 2.6 | -3
Mon, 10.12. 05:00 | 281 | 272.3 | 8.7 | 285.9 | 0 | 0 | 0 | 0 | 0.3 | 24 | 7.5 | 2.6 | -1
Mon, 10.12. 06:00 | 369.8 | 344.5 | 25.3 | 364.9 | 0 | 0 | 0 | 0 | 0.4 | 46 | 11.2 | 2.6 | 0
Mon, 10.12. 07:00 | 350.7 | 323.8 | 26.9 | 350.5 | 0 | 0 | 0 | 0 | 1.2 | 54.3 | 9.8 | 2.6 | 1
Mon, 10.12. 08:00 | 314 | 287.1 | 26.9 | 319.3 | 0 | 0 | 0 | 0 | 2.2 | 53.3 | 8.1 | 2.6 | 2
Mon, 10.12. 09:00 | 282.1 | 256.3 | 25.8 | 290.3 | 0 | 0 | 0 | 0 | 2.4 | 43.5 | 7 | 2.6 | 2
Mon, 10.12. 10:00 | 282.3 | 254.1 | 28.2 | 290.5 | 0 | 0 | 0 | 0 | 2.5 | 37.8 | 6.9 | 2.6 | 2
Mon, 10.12. 11:00 | 246.2 | 217.9 | 28.3 | 257.9 | 0 | 0 | 0 | 0 | 2.2 | 38.2 | 5.7 | 2.6 | 3
Mon, 10.12. 12:00 | 239.9 | 209.7 | 30.2 | 252.5 | 0 | 0 | 0 | 0 | 2.1 | 44.6 | 5.4 | 2.6 | 4
Mon, 10.12. 13:00 | 261.1 | 229.5 | 31.6 | 271.8 | 0 | 0 | 0 | 0 | 2.1 | 59 | 5.9 | 2.6 | 4
Mon, 10.12. 14:00 | 220.4 | 196.2 | 24.2 | 234.3 | 0 | 0 | 0 | 0 | 1.7 | 59.9 | 4.9 | 2.6 | 4
Mon, 10.12. 15:00 | 239.7 | 214.4 | 25.3 | 251.7 | 0 | 0 | 0 | 0 | 1.7 | 81.7 | 5.4 | 2.6 | 4
Mon, 10.12. 16:00 | 233.9 | 209 | 24.9 | 245.6 | 0 | 0 | 0 | 0 | 1.5 | 115.7 | 5.5 | 2.6 | 5
Mon, 10.12. 17:00 | 243.3 | 217.4 | 25.9 | 252.7 | 0 | 0 | 0 | 0 | 0.9 | 136.8 | 6.4 | 2.6 | 4
Mon, 10.12. 18:00 | 224.2 | 200.5 | 23.7 | 234.8 | 0 | 0 | 0 | 0 | 0.5 | 134.9 | 6.1 | 2.6 | 5
Mon, 10.12. 19:00 | 267.1 | 240.8 | 26.3 | 272.1 | 0 | 0 | 0 | 0 | 0.4 | 133.6 | 8.2 | 2.6 | 3
Mon, 10.12. 20:00 | 241.5 | 216.8 | 24.7 | 248.6 | 0 | 0 | 0 | 0 | 0.3 | 103.2 | 7.6 | 2.6 | 4
Mon, 10.12. 21:00 | 226.5 | 204 | 22.5 | 234.6 | 0 | 0 | 0 | 0 | 0.3 | 87.7 | 7.2 | 2.6 | 4
Mon, 10.12. 22:00 | 148.7 | 136.3 | 12.4 | 166 | 0 | 0 | 0 | 0 | 0.3 | 77.3 | 4.5 | 2.5 | 3
Mon, 10.12. 23:00 | 130.1 | 122 | 8.1 | 150 | 0 | 0 | 0 | 0 | 0.3 | 71.7 | 3.4 | 2.5 | 4
Tue, 11.12. 00:00 | 110.8 | 105.9 | 4.9 | 132.8 | 0 | 0 | 0 | 0 | 0.3 | 35.7 | 2.7 | 2.5 | 4
Tue, 11.12. 01:00 | 103.5 | 101.1 | 2.4 | 126.3 | 0 | 0 | 0 | 0 | 0.2 | 17.3 | 2.3 | 2.5 | 4
Tue, 11.12. 02:00 | 109.2 | 108.4 | 0.8 | 131.5 | 0 | 0 | 0 | 0 | 0.3 | 10.3 | 2.2 | 2.5 | 4
Tue, 11.12. 03:00 | 117.1 | 116.2 | 0.9 | 138.6 | 0 | 0 | 0 | 0 | 0.3 | 9.3 | 2.4 | 2.5 | 4
Tue, 11.12. 04:00 | 135.1 | 132.3 | 2.8 | 155.5 | 0 | 0 | 0 | 0 | 0.3 | 11.8 | 2.8 | 2.5 | 4
Tue, 11.12. 05:00 | 197.5 | 189.3 | 8.2 | 211.6 | 0 | 0 | 0 | 0 | 0.3 | 22.4 | 4.6 | 2.5 | 4
Tue, 11.12. 06:00 | 291.3 | 266.9 | 24.4 | 295.5 | 0 | 0 | 0 | 0 | 0.4 | 44.3 | 8.3 | 2.5 | 4
Tue, 11.12. 07:00 | 277 | 251.9 | 25.1 | 284.6 | 0 | 0 | 0 | 0 | 1.1 | 50.6 | 7.4 | 2.5 | 4
Tue, 11.12. 08:00 | 263.8 | 237.9 | 25.9 | 274.2 | 0 | 0 | 0 | 0 | 2.1 | 51.2 | 6.5 | 2.5 | 4
Tue, 11.12. 09:00 | 264.8 | 238.1 | 26.7 | 274.9 | 0 | 0 | 0 | 0 | 2.5 | 44.8 | 6.4 | 2.5 | 3
Tue, 11.12. 10:00 | 270 | 240.3 | 29.7 | 279.8 | 0 | 0 | 0 | 0 | 2.6 | 39.7 | 6.4 | 2.5 | 3
Tue, 11.12. 11:00 | 235.6 | 205.8 | 29.8 | 248.8 | 0 | 0 | 0 | 0 | 2.3 | 40.2 | 5.3 | 2.5 | 4
Tue, 11.12. 12:00 | 248.9 | 215.8 | 33.1 | 261.1 | 0 | 0 | 0 | 0 | 2.3 | 48.8 | 5.6 | 2.5 | 4
Tue, 11.12. 13:00 | 228.2 | 200.5 | 27.7 | 241.7 | 0 | 0 | 0 | 0 | 1.8 | 51.9 | 5.2 | 2.5 | 3
Tue, 11.12. 14:00 | 238.1 | 211.9 | 26.2 | 250.7 | 0 | 0 | 0 | 0 | 1.9 | 65 | 5.5 | 2.5 | 3
Tue, 11.12. 15:00 | 222.7 | 200.1 | 22.6 | 235.7 | 0 | 0 | 0 | 0 | 1.5 | 72.9 | 5.3 | 2.5 | 2
Tue, 11.12. 16:00 | 231.8 | 209.2 | 22.6 | 243.2 | 0 | 0 | 0 | 0 | 1.4 | 104.8 | 5.8 | 2.4 | 2
Tue, 11.12. 17:00 | 250.4 | 224.7 | 25.7 | 259.1 | 0 | 0 | 0 | 0 | 0.9 | 135.4 | 6.8 | 2.4 | 2
Tue, 11.12. 18:00 | 233.1 | 210.3 | 22.8 | 242.8 | 0 | 0 | 0 | 0 | 0.5 | 129.4 | 6.6 | 2.4 | 2
Tue, 11.12. 19:00 | 275 | 248.7 | 26.3 | 279.4 | 0 | 0 | 0 | 0 | 0.4 | 133.6 | 8.6 | 2.4 | 1
Tue, 11.12. 20:00 | 273.1 | 247.1 | 26 | 277.1 | 0 | 0 | 0 | 0 | 0.3 | 108.5 | 8.8 | 2.4 | 1
Tue, 11.12. 21:00 | 253.3 | 230.1 | 23.2 | 258.9 | 0 | 0 | 0 | 0 | 0.3 | 90.5 | 8.3 | 2.4 | 1
Tue, 11.12. 22:00 | 165.1 | 152.8 | 12.3 | 180.7 | 0 | 0 | 0 | 0 | 0.3 | 76.5 | 5 | 2.4 | 1
Tue, 11.12. 23:00 | 153.6 | 145.9 | 7.7 | 170.8 | 0 | 0 | 0 | 0 | 0.3 | 67.7 | 4.2 | 2.4 | 1
Wed, 12.12. 00:00 | 151.2 | 146.2 | 5 | 168.7 | 0 | 0 | 0 | 0 | 0.3 | 36 | 4 | 2.4 | 1
Wed, 12.12. 01:00 | 149.8 | 147.2 | 2.6 | 167.6 | 0 | 0 | 0 | 0 | 0.3 | 18.5 | 3.7 | 2.4 | 1
Wed, 12.12. 02:00 | 153.4 | 152.5 | 0.9 | 170.9 | 0 | 0 | 0 | 0 | 0.3 | 10.6 | 3.6 | 2.4 | 1
Wed, 12.12. 03:00 | 168.9 | 168 | 0.9 | 184.7 | 0 | 0 | 0 | 0 | 0.3 | 9.2 | 4.1 | 2.4 | 0
Wed, 12.12. 04:00 | 192.9 | 190.1 | 2.8 | 207 | 0 | 0 | 0 | 0 | 0.3 | 11.8 | 4.7 | 2.4 | 0
Wed, 12.12. 05:00 | 296.1 | 287.3 | 8.8 | 299.5 | 0 | 0 | 0 | 0 | 0.3 | 24.2 | 7.8 | 2.4 | 0
Wed, 12.12. 06:00 | 394.3 | 369.9 | 24.4 | 386.3 | 0 | 0 | 0 | 0 | 0.4 | 44.3 | 11.9 | 2.4 | 0
Wed, 12.12. 07:00 | 373.3 | 348.2 | 25.1 | 370.4 | 0 | 0 | 0 | 0 | 1.1 | 50.6 | 10.6 | 2.4 | 0
Wed, 12.12. 08:00 | 366.3 | 339.6 | 26.7 | 366.1 | 0 | 0 | 0 | 0 | 2.2 | 52.7 | 9.7 | 2.4 | 0
Wed, 12.12. 09:00 | 342.3 | 315.6 | 26.7 | 344.5 | 0 | 0 | 0 | 0 | 2.5 | 44.8 | 8.8 | 2.3 | 0
Wed, 12.12. 10:00 | 325.4 | 297.6 | 27.8 | 329 | 0 | 0 | 0 | 0 | 2.4 | 37.1 | 8.3 | 2.3 | 0
Wed, 12.12. 11:00 | 322.1 | 290.7 | 31.4 | 326.4 | 0 | 0 | 0 | 0 | 2.4 | 42.2 | 7.9 | 2.3 | 1
Wed, 12.12. 12:00 | 305 | 273.8 | 31.2 | 310.9 | 0 | 0 | 0 | 0 | 2.2 | 46 | 7.4 | 2.3 | 1
Wed, 12.12. 13:00 | 310.6 | 280.1 | 30.5 | 315.8 | 0 | 0 | 0 | 0 | 2 | 56.8 | 7.6 | 2.3 | 1
Wed, 12.12. 14:00 | 295.6 | 270.4 | 25.2 | 301.7 | 0 | 0 | 0 | 0 | 1.8 | 62.5 | 7.4 | 2.3 | 0
Wed, 12.12. 15:00 | 317.9 | 291.8 | 26.1 | 321.4 | 0 | 0 | 0 | 0 | 1.8 | 84.1 | 8.1 | 2.3 | 0
Wed, 12.12. 16:00 | 322.5 | 298 | 24.5 | 324.1 | 0 | 0 | 0 | 0 | 1.5 | 113.5 | 8.8 | 2.3 | -1
Wed, 12.12. 17:00 | 315.5 | 290.3 | 25.2 | 316.7 | 0 | 0 | 0 | 0 | 0.9 | 132.8 | 9.2 | 2.3 | -1
Wed, 12.12. 18:00 | 335.7 | 310.2 | 25.5 | 333.8 | 0 | 0 | 0 | 0 | 0.6 | 144.7 | 10.1 | 2.3 | -1
Wed, 12.12. 19:00 | 329.9 | 304.4 | 25.5 | 327.5 | 0 | 0 | 0 | 0 | 0.4 | 129.6 | 10.7 | 2.2 | -1
Wed, 12.12. 20:00 | 331.1 | 305.6 | 25.5 | 327.8 | 0 | 0 | 0 | 0 | 0.3 | 106.4 | 11 | 2.2 | -1
Wed, 12.12. 21:00 | 331.7 | 307.1 | 24.6 | 327.7 | 0 | 0 | 0 | 0 | 0.3 | 95.9 | 11.2 | 2.2 | -1
Wed, 12.12. 22:00 | 204.1 | 191.4 | 12.7 | 215.3 | 0 | 0 | 0 | 0 | 0.3 | 78.8 | 6.4 | 2.2 | -1
Wed, 12.12. 23:00 | 169.1 | 162.1 | 7 | 184.4 | 0 | 0 | 0 | 0 | 0.3 | 62.4 | 4.9 | 2.2 | -1
Thu, 13.12. 00:00 | 187.8 | 182.4 | 5.4 | 201.5 | 0 | 0 | 0 | 0 | 0.3 | 38.9 | 5.2 | 2.2 | -1
Thu, 13.12. 01:00 | 170.1 | 167.7 | 2.4 | 185.5 | 0 | 0 | 0 | 0 | 0.2 | 17.2 | 4.6 | 2.2 | -2
Thu, 13.12. 02:00 | 185.5 | 184.7 | 0.8 | 199.6 | 0 | 0 | 0 | 0 | 0.3 | 10.5 | 4.8 | 2.2 | -2
Thu, 13.12. 03:00 | 186.4 | 185.5 | 0.9 | 200.5 | 0 | 0 | 0 | 0 | 0.3 | 9.5 | 4.7 | 2.2 | -1
Thu, 13.12. 04:00 | 224.1 | 221.2 | 2.9 | 235.2 | 0 | 0 | 0 | 0 | 0.3 | 12.8 | 5.6 | 2.2 | -1
Thu, 13.12. 05:00 | 288.7 | 280.5 | 8.2 | 292.7 | 0 | 0 | 0 | 0 | 0.3 | 22.4 | 7.8 | 2.2 | -1
Thu, 13.12. 06:00 | 428.9 | 403.5 | 25.4 | 417.3 | 0 | 0 | 0 | 0 | 0.4 | 46 | 13.2 | 2.2 | -1
Thu, 13.12. 07:00 | 388.1 | 362.5 | 25.6 | 383.9 | 0 | 0 | 0 | 0 | 1.1 | 51.6 | 11 | 2.2 | 0
Thu, 13.12. 08:00 | 395.2 | 367.7 | 27.5 | 392.3 | 0 | 0 | 0 | 0 | 2.3 | 54.3 | 10.7 | 2.2 | -1
Thu, 13.12. 09:00 | 348 | 321.3 | 26.7 | 349.7 | 0 | 0 | 0 | 0 | 2.5 | 44.8 | 9 | 2.1 | 0
Thu, 13.12. 10:00 | 327.2 | 299.7 | 27.5 | 330.6 | 0 | 0 | 0 | 0 | 2.4 | 36.7 | 8.3 | 2.1 | 0
Thu, 13.12. 11:00 | 308.3 | 278.7 | 29.6 | 313.9 | 0 | 0 | 0 | 0 | 2.3 | 39.8 | 7.6 | 2.1 | 1
Thu, 13.12. 12:00 | 300.4 | 270.1 | 30.3 | 306.8 | 0 | 0 | 0 | 0 | 2.1 | 44.6 | 7.3 | 2.1 | 1
Thu, 13.12. 13:00 | 280.7 | 252.5 | 28.2 | 288.8 | 0 | 0 | 0 | 0 | 1.9 | 52.4 | 6.7 | 2.1 | 2
Thu, 13.12. 14:00 | 301.3 | 274 | 27.3 | 307.5 | 0 | 0 | 0 | 0 | 2 | 67.6 | 7.2 | 2.1 | 2
Thu, 13.12. 15:00 | 294.9 | 271.1 | 23.8 | 300.7 | 0 | 0 | 0 | 0 | 1.6 | 76.9 | 7.5 | 2.1 | 0
Thu, 13.12. 16:00 | 308.5 | 285.3 | 23.2 | 311.5 | 0 | 0 | 0 | 0 | 1.4 | 107 | 8.4 | 2.1 | -1
Thu, 13.12. 17:00 | 337.8 | 312.1 | 25.7 | 336.6 | 0 | 0 | 0 | 0 | 0.9 | 135.4 | 10 | 2 | -2
Thu, 13.12. 18:00 | 344.3 | 318.4 | 25.9 | 341.6 | 0 | 0 | 0 | 0 | 0.6 | 146.1 | 10.4 | 2 | -1
Thu, 13.12. 19:00 | 308.1 | 283.8 | 24.3 | 308 | 0 | 0 | 0 | 0 | 0.4 | 123.1 | 9.8 | 2 | 0
Thu, 13.12. 20:00 | 306 | 281.9 | 24.1 | 305.4 | 0 | 0 | 0 | 0 | 0.3 | 100 | 10.1 | 2 | 0
Thu, 13.12. 21:00 | 330.4 | 306.2 | 24.2 | 326.4 | 0 | 0 | 0 | 0 | 0.3 | 94.1 | 11.2 | 2 | -1
Thu, 13.12. 22:00 | 197.5 | 185.4 | 12.1 | 209.4 | 0 | 0 | 0 | 0 | 0.3 | 75.8 | 6.2 | 2 | -1
Thu, 13.12. 23:00 | 182.8 | 175.3 | 7.5 | 196.9 | 0 | 0 | 0 | 0 | 0.3 | 67.1 | 5.3 | 2 | -1
Fri, 14.12. 00:00 | 187.7 | 182.7 | 5 | 201.5 | 0 | 0 | 0 | 0 | 0.3 | 36.8 | 5.3 | 2 | -2
Fri, 14.12. 01:00 | 182.6 | 180 | 2.6 | 197 | 0 | 0 | 0 | 0 | 0.3 | 18.5 | 4.9 | 2 | -2
Fri, 14.12. 02:00 | 196.2 | 195.3 | 0.9 | 209.2 | 0 | 0 | 0 | 0 | 0.3 | 11.1 | 5.1 | 2 | -2
Fri, 14.12. 03:00 | 195.3 | 194.4 | 0.9 | 208.3 | 0 | 0 | 0 | 0 | 0.3 | 9.4 | 5.1 | 1.9 | -2
Fri, 14.12. 04:00 | 224 | 221.2 | 2.8 | 235 | 0 | 0 | 0 | 0 | 0.3 | 12.2 | 5.8 | 1.9 | -2
Fri, 14.12. 05:00 | 300.9 | 292.3 | 8.6 | 303.8 | 0 | 0 | 0 | 0 | 0.3 | 23.6 | 8.1 | 1.9 | -1
Fri, 14.12. 06:00 | 373.6 | 351.3 | 22.3 | 367.8 | 0 | 0 | 0 | 0 | 0.3 | 40.5 | 11.5 | 1.9 | -1
Fri, 14.12. 07:00 | 427.3 | 399.5 | 27.8 | 419.2 | 0 | 0 | 0 | 0 | 1.2 | 55.8 | 12.3 | 1.9 | -1
Fri, 14.12. 08:00 | 372.6 | 346.5 | 26.1 | 371.8 | 0 | 0 | 0 | 0 | 2.2 | 51.7 | 10.1 | 1.8 | -1
Fri, 14.12. 09:00 | 348.7 | 322.5 | 26.2 | 350.3 | 0 | 0 | 0 | 0 | 2.4 | 44 | 9.2 | 1.8 | -1
Fri, 14.12. 10:00 | 327.7 | 299.9 | 27.8 | 331.4 | 0 | 0 | 0 | 0 | 2.4 | 37.1 | 8.3 | 1.7 | 0
Fri, 14.12. 11:00 | 352.1 | 319.1 | 33 | 353.8 | 0 | 0 | 0 | 0 | 2.6 | 44.3 | 8.9 | 1.7 | 0
Fri, 14.12. 12:00 | 328.5 | 295.1 | 33.4 | 332.6 | 0 | 0 | 0 | 0 | 2.3 | 49.2 | 8 | 1.7 | 1
Fri, 14.12. 13:00 | 285.6 | 257.8 | 27.8 | 293.2 | 0 | 0 | 0 | 0 | 1.8 | 51.9 | 7 | 1.6 | 1
Fri, 14.12. 14:00 | 283.9 | 258.9 | 25 | 291.5 | 0 | 0 | 0 | 0 | 1.8 | 61.8 | 6.9 | 1.6 | 1
Fri, 14.12. 15:00 | 285.1 | 260.9 | 24.2 | 292.1 | 0 | 0 | 0 | 0 | 1.7 | 77.7 | 7.1 | 1.6 | 1
Fri, 14.12. 16:00 | 281.6 | 258.8 | 22.8 | 287.8 | 0 | 0 | 0 | 0 | 1.4 | 105.9 | 7.3 | 1.6 | 1
Fri, 14.12. 17:00 | 303.7 | 278.7 | 25 | 306.3 | 0 | 0 | 0 | 0 | 0.9 | 131.4 | 8.7 | 1.6 | 0
Fri, 14.12. 18:00 | 282.7 | 260.6 | 22.1 | 286.6 | 0 | 0 | 0 | 0 | 0.5 | 125.2 | 8.4 | 1.5 | 0
Fri, 14.12. 19:00 | 318.3 | 293 | 25.3 | 317.4 | 0 | 0 | 0 | 0 | 0.4 | 128.3 | 10.1 | 1.5 | 0
Fri, 14.12. 20:00 | 317.8 | 291.7 | 26.1 | 316.3 | 0 | 0 | 0 | 0 | 0.3 | 108.5 | 10.3 | 1.5 | 1
Fri, 14.12. 21:00 | 284.3 | 261.8 | 22.5 | 285.8 | 0 | 0 | 0 | 0 | 0.3 | 87.7 | 9.4 | 1.4 | 1
Fri, 14.12. 22:00 | 177.2 | 164.8 | 12.4 | 191.7 | 0 | 0 | 0 | 0 | 0.3 | 76.5 | 5.4 | 1.4 | 1
Fri, 14.12. 23:00 | 169.7 | 161.7 | 8 | 185.6 | 0 | 0 | 0 | 0 | 0.3 | 71 | 4.7 | 1.4 | 1
Sat, 15.12. 00:00 | 145.3 | 139.5 | 5.8 | 163.9 | 0 | 0 | 0 | 0 | 0.3 | 55.7 | 3.8 | 1.4 | 1
Sat, 15.12. 01:00 | 132.1 | 128.9 | 3.2 | 152.2 | 0 | 0 | 0 | 0 | 0.3 | 31.9 | 3.2 | 1.4 | 2
Sat, 15.12. 02:00 | 124.5 | 122.7 | 1.8 | 145.3 | 0 | 0 | 0 | 0 | 0.3 | 19.4 | 2.9 | 1.4 | 2
Sat, 15.12. 03:00 | 133.6 | 132.7 | 0.9 | 153.5 | 0 | 0 | 0 | 0 | 0.3 | 12.2 | 3 | 1.4 | 2
Sat, 15.12. 04:00 | 137.1 | 135.4 | 1.7 | 157.4 | 0 | 0 | 0 | 0 | 0.3 | 11.3 | 2.9 | 1.4 | 3
Sat, 15.12. 05:00 | 182.7 | 180.8 | 1.9 | 198.5 | 0 | 0 | 0 | 0 | 0.3 | 12.7 | 3.9 | 1.4 | 3
Sat, 15.12. 06:00 | 224.8 | 222.1 | 2.7 | 236.1 | 0 | 0 | 0 | 0 | 0.3 | 12.2 | 5 | 1.4 | 3
Sat, 15.12. 07:00 | 238.2 | 232 | 6.2 | 249.7 | 0 | 0 | 0 | 0 | 0.4 | 14 | 5.2 | 1.4 | 3
Sat, 15.12. 08:00 | 193.6 | 180.5 | 13.1 | 209.8 | 0 | 0 | 0 | 0 | 0.6 | 17.2 | 4.6 | 1.4 | 4
Sat, 15.12. 09:00 | 224.5 | 196.2 | 28.3 | 237.7 | 0 | 0 | 0 | 0 | 0.7 | 26.5 | 6.6 | 1.3 | 4
Sat, 15.12. 10:00 | 196.9 | 166.5 | 30.4 | 212.6 | 0 | 0 | 0 | 0 | 0.7 | 45.5 | 6 | 1.3 | 5
Sat, 15.12. 11:00 | 190.3 | 157.8 | 32.5 | 206.6 | 0 | 0 | 0 | 0 | 0.6 | 53.6 | 5.8 | 1.3 | 5
Sat, 15.12. 12:00 | 178.1 | 146.1 | 32 | 196 | 0 | 0 | 0 | 0 | 0.6 | 74.5 | 5.2 | 1.3 | 6
Sat, 15.12. 13:00 | 183.8 | 152.9 | 30.9 | 201.4 | 0 | 0 | 0 | 0 | 0.6 | 90.4 | 4.9 | 1.3 | 6
Sat, 15.12. 14:00 | 150.2 | 124.3 | 25.9 | 171.1 | 0 | 0 | 0 | 0 | 0.5 | 79.5 | 3.8 | 1.3 | 7
Sat, 15.12. 15:00 | 149.7 | 126 | 23.7 | 170.5 | 0 | 0 | 0 | 0 | 0.5 | 75.3 | 3.6 | 1.3 | 7
Sat, 15.12. 16:00 | 176.4 | 150.9 | 25.5 | 194.3 | 0 | 0 | 0 | 0 | 0.5 | 83.5 | 4.4 | 1.3 | 6
Sat, 15.12. 17:00 | 184.8 | 158.7 | 26.1 | 201.4 | 0 | 0 | 0 | 0 | 0.4 | 88.3 | 4.8 | 1.3 | 6
Sat, 15.12. 18:00 | 178.9 | 156.1 | 22.8 | 195.2 | 0 | 0 | 0 | 0 | 0.3 | 86.8 | 4.9 | 1.3 | 6
Sat, 15.12. 19:00 | 176 | 153.6 | 22.4 | 192.3 | 0 | 0 | 0 | 0 | 0.3 | 84.4 | 5 | 1.3 | 7
Sat, 15.12. 20:00 | 169.5 | 149.8 | 19.7 | 185.9 | 0 | 0 | 0 | 0 | 0.3 | 71.8 | 4.9 | 1.3 | 7
Sat, 15.12. 21:00 | 156.4 | 140.1 | 16.3 | 174 | 0 | 0 | 0 | 0 | 0.3 | 71 | 4.3 | 1.3 | 8
Sat, 15.12. 22:00 | 81.9 | 70.1 | 11.8 | 107.3 | 0 | 0 | 0 | 0 | 0.3 | 62.9 | 2.4 | 1.3 | 8
Sat, 15.12. 23:00 | 63 | 55.8 | 7.2 | 90.5 | 0 | 0 | 0 | 0 | 0.2 | 54.8 | 1.6 | 1.3 | 8
Sun, 16.12. 00:00 | 58.7 | 52.9 | 5.8 | 87 | 0 | 0 | 0 | 0 | 0.3 | 67.6 | 1.3 | 1.3 | 8
Sun, 16.12. 01:00 | 52 | 48.9 | 3.1 | 80.9 | 0 | 0 | 0 | 0 | 0.3 | 51.9 | 0.9 | 1.3 | 8
Sun, 16.12. 02:00 | 43 | 41.2 | 1.8 | 73.1 | 0 | 0 | 0 | 0 | 0.3 | 38.1 | 0.6 | 1.3 | 9
Sun, 16.12. 03:00 | 54.1 | 53.3 | 0.8 | 83 | 0 | 0 | 0 | 0 | 0.3 | 18.9 | 0.7 | 1.3 | 8
Sun, 16.12. 04:00 | 52.6 | 50.7 | 1.9 | 82.2 | 0 | 0 | 0 | 0 | 0.3 | 12.3 | 0.6 | 1.3 | 9
Sun, 16.12. 05:00 | 84.4 | 82.5 | 1.9 | 111.4 | 0 | 0 | 0 | 0 | 0.3 | 9.8 | 1.2 | 1.3 | 8
Sun, 16.12. 06:00 | 113.4 | 110.4 | 3 | 138.3 | 0 | 0 | 0 | 0 | 0.3 | 10.6 | 1.6 | 1.3 | 8
Sun, 16.12. 07:00 | 99.7 | 94.6 | 5.1 | 125.7 | 0 | 0 | 0 | 0 | 0.3 | 10 | 1.6 | 1.3 | 8
Sun, 16.12. 08:00 | 114.9 | 100.8 | 14.1 | 139.7 | 0 | 0 | 0 | 0 | 0.4 | 11.5 | 2.7 | 1.3 | 8
Sun, 16.12. 09:00 | 102.8 | 78 | 24.8 | 128.2 | 0 | 0 | 0 | 0 | 0.3 | 12.5 | 3.6 | 1.3 | 9
Sun, 16.12. 10:00 | 99.3 | 73.2 | 26.1 | 124.8 | 0 | 0 | 0 | 0 | 0.3 | 14.4 | 3.7 | 1.3 | 9
Sun, 16.12. 11:00 | 104.8 | 76 | 28.8 | 129.8 | 0 | 0 | 0 | 0 | 0.3 | 22.3 | 4 | 1.3 | 9
Sun, 16.12. 12:00 | 84.2 | 59.4 | 24.8 | 111.3 | 0 | 0 | 0 | 0 | 0.3 | 30.5 | 3.2 | 1.3 | 10
Sun, 16.12. 13:00 | 79.1 | 57.3 | 21.8 | 106.3 | 0 | 0 | 0 | 0 | 0.4 | 44 | 2.8 | 1.3 | 11
Sun, 16.12. 14:00 | 75.7 | 57.7 | 18 | 103.8 | 0 | 0 | 0 | 0 | 0.3 | 57.5 | 2.3 | 1.3 | 10
Sun, 16.12. 15:00 | 76.2 | 60 | 16.2 | 104.3 | 0 | 0 | 0 | 0 | 0.3 | 55.5 | 2.1 | 1.3 | 10
Sun, 16.12. 16:00 | 89.5 | 73.4 | 16.1 | 116 | 0 | 0 | 0 | 0 | 0.3 | 64.8 | 2.4 | 1.3 | 9
Sun, 16.12. 17:00 | 90.7 | 73.4 | 17.3 | 116.9 | 0 | 0 | 0 | 0 | 0.3 | 69.1 | 2.6 | 1.3 | 9
Sun, 16.12. 18:00 | 94.5 | 75.9 | 18.6 | 120.2 | 0 | 0 | 0 | 0 | 0.3 | 85.8 | 2.9 | 1.3 | 9
Sun, 16.12. 19:00 | 98.3 | 78.6 | 19.7 | 123.6 | 0 | 0 | 0 | 0 | 0.3 | 91.3 | 3.1 | 1.3 | 9
Sun, 16.12. 20:00 | 110.6 | 91.7 | 18.9 | 134.5 | 0 | 0 | 0 | 0 | 0.3 | 86.1 | 3.4 | 1.3 | 8
Sun, 16.12. 21:00 | 101.1 | 85.8 | 15.3 | 125.8 | 0 | 0 | 0 | 0 | 0.3 | 69.8 | 2.9 | 1.3 | 8
Sun, 16.12. 22:00 | 57.8 | 46 | 11.8 | 86.1 | 0 | 0 | 0 | 0 | 0.3 | 58 | 1.8 | 1.3 | 9
Sun, 16.12. 23:00 | 56.3 | 49.2 | 7.1 | 84.5 | 0 | 0 | 0 | 0 | 0.3 | 43.6 | 1.4 | 1.3 | 8
Mon, 17.12. 00:00 | 69.6 | 64.6 | 5 | 96.6 | 0 | 0 | 0 | 0 | 0.3 | 36.8 | 1.5 | 1.3 | 7
Mon, 17.12. 01:00 | 60.4 | 57.6 | 2.8 | 88.7 | 0 | 0 | 0 | 0 | 0.3 | 20.1 | 1 | 1.3 | 8
Mon, 17.12. 02:00 | 58.9 | 58 | 0.9 | 87.4 | 0 | 0 | 0 | 0 | 0.3 | 11.2 | 0.8 | 1.3 | 8
Mon, 17.12. 03:00 | 55.5 | 54.7 | 0.8 | 84.2 | 0 | 0 | 0 | 0 | 0.3 | 8.9 | 0.7 | 1.3 | 8
Mon, 17.12. 04:00 | 68.5 | 65.7 | 2.8 | 96.5 | 0 | 0 | 0 | 0 | 0.3 | 11.9 | 1 | 1.3 | 8
Mon, 17.12. 05:00 | 101.6 | 93.3 | 8.3 | 127.1 | 0 | 0 | 0 | 0 | 0.3 | 22.9 | 2 | 1.3 | 8
Mon, 17.12. 06:00 | 148.1 | 124.1 | 24 | 169.5 | 0 | 0 | 0 | 0 | 0.4 | 43.5 | 4.2 | 1.2 | 8
Mon, 17.12. 07:00 | 160.9 | 134.9 | 26 | 181.9 | 0 | 0 | 0 | 0 | 1.1 | 52.2 | 4.4 | 1.2 | 7
Mon, 17.12. 08:00 | 147.9 | 120.6 | 27.3 | 171 | 0 | 0 | 0 | 0 | 2.2 | 53.8 | 3.7 | 1.2 | 8
Mon, 17.12. 09:00 | 144.6 | 116.3 | 28.3 | 168.2 | 0 | 0 | 0 | 0 | 2.6 | 47.5 | 3.3 | 1.2 | 8
Mon, 17.12. 10:00 | 126.1 | 96.9 | 29.2 | 151.7 | 0 | 0 | 0 | 0 | 2.6 | 39 | 2.7 | 1.2 | 9
Mon, 17.12. 11:00 | 138.4 | 106.3 | 32.1 | 162.8 | 0 | 0 | 0 | 0 | 2.5 | 43.1 | 2.8 | 1.2 | 8
Mon, 17.12. 12:00 | 124.4 | 91.5 | 32.9 | 150.3 | 0 | 0 | 0 | 0 | 2.3 | 48.3 | 2.4 | 1.2 | 9
Mon, 17.12. 13:00 | 113.6 | 84.6 | 29 | 139.9 | 0 | 0 | 0 | 0 | 1.9 | 54.1 | 2.2 | 1.1 | 9
Mon, 17.12. 14:00 | 118.1 | 92.8 | 25.3 | 143.6 | 0 | 0 | 0 | 0 | 1.8 | 62.5 | 2.3 | 1.1 | 8
Mon, 17.12. 15:00 | 121.3 | 96 | 25.3 | 146.3 | 0 | 0 | 0 | 0 | 1.7 | 80.9 | 2.4 | 1.1 | 8
Mon, 17.12. 16:00 | 135.4 | 110.3 | 25.1 | 158.5 | 0 | 0 | 0 | 0 | 1.5 | 115.7 | 3 | 1.1 | 7
Mon, 17.12. 17:00 | 123.5 | 97.2 | 26.3 | 147.3 | 0 | 0 | 0 | 0 | 0.9 | 138.1 | 3.1 | 1.1 | 8
Mon, 17.12. 18:00 | 133.9 | 108.8 | 25.1 | 156.1 | 0 | 0 | 0 | 0 | 0.6 | 141.9 | 3.6 | 1.1 | 7
Mon, 17.12. 19:00 | 146.1 | 118.1 | 28 | 166.6 | 0 | 0 | 0 | 0 | 0.4 | 141.4 | 4.6 | 1.1 | 7
Mon, 17.12. 20:00 | 120.7 | 95.6 | 25.1 | 143.4 | 0 | 0 | 0 | 0 | 0.3 | 104.2 | 4 | 1.1 | 8
Mon, 17.12. 21:00 | 117.4 | 95.7 | 21.7 | 139.8 | 0 | 0 | 0 | 0 | 0.3 | 84.1 | 3.9 | 1.1 | 7
Mon, 17.12. 22:00 | 87.1 | 73.9 | 13.2 | 112.2 | 0 | 0 | 0 | 0 | 0.3 | 81.9 | 2.6 | 1 | 7
Mon, 17.12. 23:00 | 84.3 | 76.7 | 7.6 | 109.6 | 0 | 0 | 0 | 0 | 0.3 | 67.1 | 2.1 | 1 | 6
Tue, 18.12. 00:00 | 81.4 | 76.4 | 5 | 107 | 0 | 0 | 0 | 0 | 0.3 | 36.4 | 1.8 | 1 | 6
Tue, 18.12. 01:00 | 78.6 | 75.9 | 2.7 | 104.5 | 0 | 0 | 0 | 0 | 0.3 | 18.5 | 1.5 | 1 | 6
Tue, 18.12. 02:00 | 78.4 | 77.6 | 0.8 | 104.6 | 0 | 0 | 0 | 0 | 0.3 | 10.5 | 1.3 | 1 | 6
Tue, 18.12. 03:00 | 75.5 | 74.7 | 0.8 | 101.8 | 0 | 0 | 0 | 0 | 0.3 | 8.6 | 1.3 | 1 | 6
Tue, 18.12. 04:00 | 87.8 | 85.2 | 2.6 | 113.4 | 0 | 0 | 0 | 0 | 0.3 | 11.2 | 1.6 | 1 | 6
Tue, 18.12. 05:00 | 129.4 | 121.1 | 8.3 | 151.6 | 0 | 0 | 0 | 0 | 0.3 | 22.6 | 2.8 | 1 | 6
Tue, 18.12. 06:00 | 176.2 | 151.5 | 24.7 | 194.4 | 0 | 0 | 0 | 0 | 0.4 | 44.7 | 5 | 1 | 7
Tue, 18.12. 07:00 | 167.5 | 142.3 | 25.2 | 187.5 | 0 | 0 | 0 | 0 | 1.1 | 50.6 | 4.5 | 1 | 7
Tue, 18.12. 08:00 | 156.6 | 131.5 | 25.1 | 178.2 | 0 | 0 | 0 | 0 | 2.1 | 49.6 | 3.9 | 1 | 7
Tue, 18.12. 09:00 | 140.2 | 114.4 | 25.8 | 163.7 | 0 | 0 | 0 | 0 | 2.4 | 43.1 | 3.2 | 0.9 | 8
Tue, 18.12. 10:00 | 153.6 | 122.9 | 30.7 | 176.5 | 0 | 0 | 0 | 0 | 2.7 | 40.8 | 3.3 | 0.9 | 8
Tue, 18.12. 11:00 | 141.7 | 110.7 | 31 | 165.4 | 0 | 0 | 0 | 0 | 2.4 | 41.4 | 2.9 | 0.9 | 8
Tue, 18.12. 12:00 | 120 | 90.3 | 29.7 | 145.6 | 0 | 0 | 0 | 0 | 2 | 43.7 | 2.3 | 0.9 | 9
Tue, 18.12. 13:00 | 133.5 | 104.1 | 29.4 | 157.8 | 0 | 0 | 0 | 0 | 1.9 | 54.7 | 2.6 | 0.9 | 8
Tue, 18.12. 14:00 | 114.8 | 89.5 | 25.3 | 140.7 | 0 | 0 | 0 | 0 | 1.8 | 62.5 | 2.2 | 0.9 | 9
Tue, 18.12. 15:00 | 130.1 | 104.6 | 25.5 | 154.3 | 0 | 0 | 0 | 0 | 1.8 | 81.7 | 2.6 | 0.9 | 8
Tue, 18.12. 16:00 | 126.8 | 102.7 | 24.1 | 150.8 | 0 | 0 | 0 | 0 | 1.5 | 111.3 | 2.7 | 0.9 | 8
Tue, 18.12. 17:00 | 137.6 | 112.3 | 25.3 | 159.6 | 0 | 0 | 0 | 0 | 0.9 | 132.8 | 3.5 | 0.8 | 7
Tue, 18.12. 18:00 | 139.7 | 115 | 24.7 | 161 | 0 | 0 | 0 | 0 | 0.6 | 139.1 | 3.8 | 0.8 | 7
Tue, 18.12. 19:00 | 145.5 | 119.3 | 26.2 | 165.7 | 0 | 0 | 0 | 0 | 0.4 | 132.2 | 4.5 | 0.8 | 7
Tue, 18.12. 20:00 | 131.5 | 107.9 | 23.6 | 152.4 | 0 | 0 | 0 | 0 | 0.3 | 97.9 | 4.3 | 0.8 | 7
Tue, 18.12. 21:00 | 134.3 | 111 | 23.3 | 154.8 | 0 | 0 | 0 | 0 | 0.3 | 90.5 | 4.4 | 0.8 | 7
Tue, 18.12. 22:00 | 95.6 | 83.1 | 12.5 | 119.6 | 0 | 0 | 0 | 0 | 0.3 | 77.3 | 2.9 | 0.8 | 6
Tue, 18.12. 23:00 | 73.3 | 65.9 | 7.4 | 99.7 | 0 | 0 | 0 | 0 | 0.3 | 65.7 | 1.8 | 0.8 | 7
Wed, 19.12. 00:00 | 71.4 | 66.4 | 5 | 98 | 0 | 0 | 0 | 0 | 0.3 | 35.7 | 1.6 | 0.8 | 7
Wed, 19.12. 01:00 | 76.9 | 74.4 | 2.5 | 103 | 0 | 0 | 0 | 0 | 0.3 | 17.5 | 1.5 | 0.8 | 6
Wed, 19.12. 02:00 | 84.5 | 83.6 | 0.9 | 109.9 | 0 | 0 | 0 | 0 | 0.3 | 10.9 | 1.5 | 0.8 | 6
Wed, 19.12. 03:00 | 80.8 | 80 | 0.8 | 106.6 | 0 | 0 | 0 | 0 | 0.3 | 8.8 | 1.4 | 0.8 | 6
Wed, 19.12. 04:00 | 103 | 100.4 | 2.6 | 126.9 | 0 | 0 | 0 | 0 | 0.3 | 11.2 | 2 | 0.8 | 5
Wed, 19.12. 05:00 | 168.9 | 159.7 | 9.2 | 187.2 | 0 | 0 | 0 | 0 | 0.3 | 25.2 | 3.8 | 0.8 | 5
Wed, 19.12. 06:00 | 211.3 | 187.5 | 23.8 | 225.2 | 0 | 0 | 0 | 0 | 0.4 | 43 | 6 | 0.8 | 5
Wed, 19.12. 07:00 | 233.7 | 205.3 | 28.4 | 247.1 | 0 | 0 | 0 | 0 | 1.2 | 56.9 | 6.3 | 0.7 | 5
Wed, 19.12. 08:00 | 178 | 153.6 | 24.4 | 197.1 | 0 | 0 | 0 | 0 | 2 | 48 | 4.4 | 0.7 | 6
Wed, 19.12. 09:00 | 176.3 | 150.5 | 25.8 | 195.8 | 0 | 0 | 0 | 0 | 2.4 | 43.1 | 4.1 | 0.7 | 6
Wed, 19.12. 10:00 | 156.4 | 130 | 26.4 | 177.9 | 0 | 0 | 0 | 0 | 2.3 | 35.2 | 3.4 | 0.7 | 7
Wed, 19.12. 11:00 | 176.6 | 143.8 | 32.8 | 197.1 | 0 | 0 | 0 | 0 | 2.6 | 43.9 | 3.7 | 0.6 | 7
Wed, 19.12. 12:00 | 164.6 | 132.7 | 31.9 | 185.9 | 0 | 0 | 0 | 0 | 2.2 | 46.9 | 3.4 | 0.6 | 7
Wed, 19.12. 13:00 | 155.6 | 126.5 | 29.1 | 177.4 | 0 | 0 | 0 | 0 | 1.9 | 54.1 | 3.2 | 0.6 | 7
Wed, 19.12. 14:00 | 148.4 | 123.1 | 25.3 | 170.6 | 0 | 0 | 0 | 0 | 1.8 | 62.5 | 3 | 0.6 | 7
Wed, 19.12. 15:00 | 170.3 | 144 | 26.3 | 190.1 | 0 | 0 | 0 | 0 | 1.8 | 84.1 | 3.6 | 0.6 | 6
Wed, 19.12. 16:00 | 155.7 | 132.5 | 23.2 | 176 | 0 | 0 | 0 | 0 | 1.4 | 107 | 3.5 | 0.6 | 6
Wed, 19.12. 17:00 | 156.8 | 132.2 | 24.6 | 176.3 | 0 | 0 | 0 | 0 | 0.9 | 128.8 | 4 | 0.6 | 6
Wed, 19.12. 18:00 | 169.4 | 144 | 25.4 | 187.4 | 0 | 0 | 0 | 0 | 0.6 | 143.3 | 4.6 | 0.6 | 6
Wed, 19.12. 19:00 | 173.1 | 146.7 | 26.4 | 190 | 0 | 0 | 0 | 0 | 0.4 | 133.6 | 5.3 | 0.6 | 6
Wed, 19.12. 20:00 | 166.7 | 141.3 | 25.4 | 183.7 | 0 | 0 | 0 | 0 | 0.3 | 105.3 | 5.3 | 0.5 | 6
Wed, 19.12. 21:00 | 166.4 | 141.9 | 24.5 | 183.1 | 0 | 0 | 0 | 0 | 0.3 | 95.1 | 5.4 | 0.5 | 6
Wed, 19.12. 22:00 | 95.7 | 83.7 | 12 | 119.4 | 0 | 0 | 0 | 0 | 0.3 | 74.2 | 2.8 | 0.5 | 6
Wed, 19.12. 23:00 | 90.2 | 82.5 | 7.7 | 114.8 | 0 | 0 | 0 | 0 | 0.3 | 68.4 | 2.3 | 0.5 | 6
Thu, 20.12. 00:00 | 101.7 | 96.4 | 5.3 | 125.1 | 0 | 0 | 0 | 0 | 0.3 | 38.2 | 2.4 | 0.5 | 5
Thu, 20.12. 01:00 | 93.1 | 90.5 | 2.6 | 117.4 | 0 | 0 | 0 | 0 | 0.3 | 18.3 | 1.9 | 0.5 | 5
Thu, 20.12. 02:00 | 99.2 | 98.3 | 0.9 | 123 | 0 | 0 | 0 | 0 | 0.3 | 11 | 1.9 | 0.5 | 5
Thu, 20.12. 03:00 | 102.9 | 102 | 0.9 | 126.3 | 0 | 0 | 0 | 0 | 0.3 | 9.7 | 1.9 | 0.5 | 5
Thu, 20.12. 04:00 | 109.6 | 106.9 | 2.7 | 132.8 | 0 | 0 | 0 | 0 | 0.3 | 11.4 | 2.1 | 0.5 | 5
Thu, 20.12. 05:00 | 169 | 160.4 | 8.6 | 186.8 | 0 | 0 | 0 | 0 | 0.3 | 23.6 | 3.8 | 0.5 | 5
Thu, 20.12. 06:00 | 228.7 | 204.9 | 23.8 | 240.3 | 0 | 0 | 0 | 0 | 0.4 | 43 | 6.5 | 0.5 | 5
Thu, 20.12. 07:00 | 229.3 | 203.5 | 25.8 | 242.4 | 0 | 0 | 0 | 0 | 1.1 | 51.6 | 6.1 | 0.5 | 5
Thu, 20.12. 08:00 | 213.1 | 187.4 | 25.7 | 228.8 | 0 | 0 | 0 | 0 | 2.1 | 50.7 | 5.3 | 0.5 | 5
Thu, 20.12. 09:00 | 187.4 | 162 | 25.4 | 205.8 | 0 | 0 | 0 | 0 | 2.4 | 42.6 | 4.3 | 0.5 | 6
Thu, 20.12. 10:00 | 195.8 | 166.8 | 29 | 213.7 | 0 | 0 | 0 | 0 | 2.5 | 38.6 | 4.3 | 0.5 | 6
Thu, 20.12. 11:00 | 184.4 | 154.4 | 30 | 203.4 | 0 | 0 | 0 | 0 | 2.3 | 40.2 | 4 | 0.5 | 6
Thu, 20.12. 12:00 | 185.8 | 154.1 | 31.7 | 204.7 | 0 | 0 | 0 | 0 | 2.2 | 46.5 | 3.9 | 0.5 | 6
Thu, 20.12. 13:00 | 166.9 | 139.6 | 27.3 | 187 | 0 | 0 | 0 | 0 | 1.8 | 50.8 | 3.5 | 0.5 | 6
Thu, 20.12. 14:00 | 168.3 | 143.2 | 25.1 | 188.2 | 0 | 0 | 0 | 0 | 1.8 | 61.8 | 3.5 | 0.5 | 6
Thu, 20.12. 15:00 | 168.2 | 143.9 | 24.3 | 187.8 | 0 | 0 | 0 | 0 | 1.7 | 77.7 | 3.6 | 0.5 | 6
Thu, 20.12. 16:00 | 182.7 | 158.8 | 23.9 | 200.2 | 0 | 0 | 0 | 0 | 1.5 | 110.2 | 4.2 | 0.5 | 5
Thu, 20.12. 17:00 | 176.6 | 152.3 | 24.3 | 193.8 | 0 | 0 | 0 | 0 | 0.9 | 127.4 | 4.6 | 0.5 | 5
Thu, 20.12. 18:00 | 189.5 | 164.6 | 24.9 | 204.9 | 0 | 0 | 0 | 0 | 0.6 | 140.5 | 5.2 | 0.5 | 5
Thu, 20.12. 19:00 | 201.3 | 174.4 | 26.9 | 214.9 | 0 | 0 | 0 | 0 | 0.4 | 136.2 | 6.1 | 0.5 | 5
Thu, 20.12. 20:00 | 190.9 | 166.8 | 24.1 | 204.8 | 0 | 0 | 0 | 0 | 0.3 | 100 | 6.1 | 0.5 | 4
Thu, 20.12. 21:00 | 189.8 | 166.7 | 23.1 | 203.6 | 0 | 0 | 0 | 0 | 0.3 | 89.6 | 6.1 | 0.5 | 4
Thu, 20.12. 22:00 | 122.2 | 108.8 | 13.4 | 143.2 | 0 | 0 | 0 | 0 | 0.3 | 82.7 | 3.6 | 0.5 | 5
Thu, 20.12. 23:00 | 108.6 | 101.3 | 7.3 | 131 | 0 | 0 | 0 | 0 | 0.3 | 64.4 | 2.8 | 0.5 | 4
Fri, 21.12. 00:00 | 127.2 | 122 | 5.2 | 147.7 | 0 | 0 | 0 | 0 | 0.3 | 37.5 | 3.1 | 0.5 | 3
Fri, 21.12. 01:00 | 105.4 | 102.8 | 2.6 | 128.3 | 0 | 0 | 0 | 0 | 0.3 | 17.7 | 2.3 | 0.5 | 4
Fri, 21.12. 02:00 | 119.2 | 118.4 | 0.8 | 140.7 | 0 | 0 | 0 | 0 | 0.3 | 10.3 | 2.5 | 0.5 | 3
Fri, 21.12. 03:00 | 129.9 | 129 | 0.9 | 150.3 | 0 | 0 | 0 | 0 | 0.3 | 9.5 | 2.7 | 0.5 | 3
Fri, 21.12. 04:00 | 149.2 | 146.5 | 2.7 | 168.2 | 0 | 0 | 0 | 0 | 0.3 | 11.3 | 3.3 | 0.5 | 2
Fri, 21.12. 05:00 | 209.4 | 201.5 | 7.9 | 222.4 | 0 | 0 | 0 | 0 | 0.3 | 21.7 | 5.2 | 0.5 | 2
Fri, 21.12. 06:00 | 282.6 | 260.1 | 22.5 | 287.6 | 0 | 0 | 0 | 0 | 0.4 | 40.5 | 8.3 | 0.5 | 2
Fri, 21.12. 07:00 | 281.3 | 257.1 | 24.2 | 288.5 | 0 | 0 | 0 | 0 | 1.1 | 48.5 | 7.8 | 0.5 | 2
Fri, 21.12. 08:00 | 289.8 | 261.9 | 27.9 | 298 | 0 | 0 | 0 | 0 | 2.3 | 54.8 | 7.4 | 0.5 | 3
Fri, 21.12. 09:00 | 242.6 | 216.6 | 26 | 255.4 | 0 | 0 | 0 | 0 | 2.4 | 43.5 | 5.7 | 0.5 | 4
Fri, 21.12. 10:00 | 223.6 | 197.4 | 26.2 | 237.9 | 0 | 0 | 0 | 0 | 2.3 | 34.8 | 5.2 | 0.5 | 4
Fri, 21.12. 11:00 | 228.7 | 197.7 | 31 | 243.2 | 0 | 0 | 0 | 0 | 2.4 | 41.4 | 5 | 0.5 | 5
Fri, 21.12. 12:00 | 218.6 | 187.6 | 31 | 234 | 0 | 0 | 0 | 0 | 2.2 | 45.6 | 4.8 | 0.5 | 5
Fri, 21.12. 13:00 | 217.8 | 188.1 | 29.7 | 233.1 | 0 | 0 | 0 | 0 | 2 | 55.2 | 4.8 | 0.5 | 5
Fri, 21.12. 14:00 | 243.9 | 215.1 | 28.8 | 256.7 | 0 | 0 | 0 | 0 | 2.1 | 70.8 | 5.4 | 0.5 | 4
Fri, 21.12. 15:00 | 235.6 | 210.1 | 25.5 | 248.2 | 0 | 0 | 0 | 0 | 1.8 | 81.7 | 5.5 | 0.5 | 3
Fri, 21.12. 16:00 | 218.4 | 195.7 | 22.7 | 231.6 | 0 | 0 | 0 | 0 | 1.4 | 104.8 | 5.3 | 0.5 | 3
Fri, 21.12. 17:00 | 231.6 | 206.3 | 25.3 | 242.7 | 0 | 0 | 0 | 0 | 0.9 | 132.8 | 6.2 | 0.5 | 3
Fri, 21.12. 18:00 | 222.4 | 199.2 | 23.2 | 233.7 | 0 | 0 | 0 | 0 | 0.5 | 130.8 | 6.2 | 0.5 | 3
Fri, 21.12. 19:00 | 240 | 215.6 | 24.4 | 248.4 | 0 | 0 | 0 | 0 | 0.4 | 123.1 | 7.5 | 0.4 | 2
Fri, 21.12. 20:00 | 256.2 | 230.2 | 26 | 262.3 | 0 | 0 | 0 | 0 | 0.3 | 107.4 | 8.2 | 0.4 | 2
Fri, 21.12. 21:00 | 244.2 | 220.4 | 23.8 | 251.2 | 0 | 0 | 0 | 0 | 0.3 | 92.3 | 8 | 0.4 | 2
Fri, 21.12. 22:00 | 139.6 | 127.5 | 12.1 | 158.3 | 0 | 0 | 0 | 0 | 0.3 | 75 | 4.2 | 0.4 | 3
Fri, 21.12. 23:00 | 124.2 | 116.9 | 7.3 | 144.9 | 0 | 0 | 0 | 0 | 0.3 | 64.4 | 3.3 | 0.4 | 3
Sat, 22.12. 00:00 | 117.6 | 112.1 | 5.5 | 139.1 | 0 | 0 | 0 | 0 | 0.3 | 53.6 | 3 | 0.4 | 3
Sat, 22.12. 01:00 | 122.9 | 119.6 | 3.3 | 144 | 0 | 0 | 0 | 0 | 0.3 | 32.5 | 2.8 | 0.4 | 3
Sat, 22.12. 02:00 | 114.8 | 113 | 1.8 | 136.7 | 0 | 0 | 0 | 0 | 0.3 | 19.6 | 2.5 | 0.4 | 3
Sat, 22.12. 03:00 | 119.6 | 118.7 | 0.9 | 141 | 0 | 0 | 0 | 0 | 0.3 | 11.9 | 2.5 | 0.4 | 3
Sat, 22.12. 04:00 | 140.5 | 138.8 | 1.7 | 160.4 | 0 | 0 | 0 | 0 | 0.3 | 11.6 | 3 | 0.4 | 3
Sat, 22.12. 05:00 | 186.7 | 184.7 | 2 | 202 | 0 | 0 | 0 | 0 | 0.3 | 13.1 | 4 | 0.4 | 3
Sat, 22.12. 06:00 | 220.2 | 217.4 | 2.8 | 232 | 0 | 0 | 0 | 0 | 0.3 | 12.7 | 4.7 | 0.4 | 4
Sat, 22.12. 07:00 | 220.5 | 214.3 | 6.2 | 233.7 | 0 | 0 | 0 | 0 | 0.4 | 13.7 | 4.6 | 0.4 | 4
Sat, 22.12. 08:00 | 198.3 | 184.7 | 13.6 | 214 | 0 | 0 | 0 | 0 | 0.6 | 17.8 | 4.7 | 0.4 | 4
Sat, 22.12. 09:00 | 189 | 163.6 | 25.4 | 205.2 | 0 | 0 | 0 | 0 | 0.6 | 23.7 | 5.5 | 0.4 | 5
Sat, 22.12. 10:00 | 197.4 | 166.5 | 30.9 | 213 | 0 | 0 | 0 | 0 | 0.7 | 45.9 | 6 | 0.4 | 5
Sat, 22.12. 11:00 | 204.8 | 169.4 | 35.4 | 219.8 | 0 | 0 | 0 | 0 | 0.7 | 58.1 | 6.3 | 0.4 | 5
Sat, 22.12. 12:00 | 178.5 | 146.1 | 32.4 | 196.2 | 0 | 0 | 0 | 0 | 0.6 | 75.3 | 5.2 | 0.4 | 6
Sat, 22.12. 13:00 | 168.1 | 139.6 | 28.5 | 186.9 | 0 | 0 | 0 | 0 | 0.6 | 83.4 | 4.5 | 0.4 | 6
Sat, 22.12. 14:00 | 169.4 | 141.7 | 27.7 | 188.2 | 0 | 0 | 0 | 0 | 0.6 | 84.7 | 4.3 | 0.4 | 6
Sat, 22.12. 15:00 | 172.3 | 146.4 | 25.9 | 190.9 | 0 | 0 | 0 | 0 | 0.6 | 81.8 | 4.2 | 0.4 | 6
Sat, 22.12. 16:00 | 173.2 | 147.9 | 25.3 | 191.3 | 0 | 0 | 0 | 0 | 0.5 | 82.7 | 4.3 | 0.4 | 6
Sat, 22.12. 17:00 | 169.3 | 145.1 | 24.2 | 187.1 | 0 | 0 | 0 | 0 | 0.4 | 81.6 | 4.4 | 0.4 | 6
Sat, 22.12. 18:00 | 171.4 | 147.8 | 23.6 | 188.7 | 0 | 0 | 0 | 0 | 0.3 | 89.5 | 4.7 | 0.4 | 7
Sat, 22.12. 19:00 | 181.8 | 159.8 | 22 | 197.2 | 0 | 0 | 0 | 0 | 0.3 | 82.8 | 5.2 | 0.4 | 6
Sat, 22.12. 20:00 | 169.4 | 149.4 | 20 | 185.9 | 0 | 0 | 0 | 0 | 0.3 | 72.6 | 4.9 | 0.4 | 7
Sat, 22.12. 21:00 | 163.3 | 147.3 | 16 | 180 | 0 | 0 | 0 | 0 | 0.3 | 69.7 | 4.6 | 0.4 | 7
Sat, 22.12. 22:00 | 90.6 | 79 | 11.6 | 115 | 0 | 0 | 0 | 0 | 0.3 | 61.7 | 2.7 | 0.4 | 7
Sat, 22.12. 23:00 | 82.3 | 74.1 | 8.2 | 107.8 | 0 | 0 | 0 | 0 | 0.3 | 61.9 | 2.1 | 0.4 | 7
Sun, 23.12. 00:00 | 71.6 | 66.1 | 5.5 | 98.3 | 0 | 0 | 0 | 0 | 0.3 | 65 | 1.7 | 0.4 | 7
Sun, 23.12. 01:00 | 70.9 | 67.7 | 3.2 | 97.6 | 0 | 0 | 0 | 0 | 0.3 | 55.2 | 1.4 | 0.4 | 7
Sun, 23.12. 02:00 | 66.7 | 64.9 | 1.8 | 93.9 | 0 | 0 | 0 | 0 | 0.3 | 36.2 | 1.2 | 0.4 | 7
Sun, 23.12. 03:00 | 70.1 | 69.3 | 0.8 | 97 | 0 | 0 | 0 | 0 | 0.3 | 18.6 | 1.1 | 0.4 | 7
Sun, 23.12. 04:00 | 81.3 | 79.5 | 1.8 | 107.4 | 0 | 0 | 0 | 0 | 0.3 | 11.8 | 1.4 | 0.4 | 7
Sun, 23.12. 05:00 | 118.5 | 116.5 | 2 | 141 | 0 | 0 | 0 | 0 | 0.3 | 9.9 | 2.1 | 0.4 | 7
Sun, 23.12. 06:00 | 154.6 | 151.9 | 2.7 | 173.4 | 0 | 0 | 0 | 0 | 0.3 | 10.1 | 2.9 | 0.4 | 7
Sun, 23.12. 07:00 | 155 | 149.3 | 5.7 | 174.4 | 0 | 0 | 0 | 0 | 0.3 | 10.9 | 3 | 0.4 | 7
Sun, 23.12. 08:00 | 146.5 | 133.2 | 13.3 | 166.8 | 0 | 0 | 0 | 0 | 0.3 | 10.7 | 3.6 | 0.4 | 7
Sun, 23.12. 09:00 | 130.8 | 107.4 | 23.4 | 152.3 | 0 | 0 | 0 | 0 | 0.3 | 11.7 | 4.2 | 0.4 | 8
Sun, 23.12. 10:00 | 134.6 | 108.2 | 26.4 | 155.8 | 0 | 0 | 0 | 0 | 0.3 | 14.6 | 4.6 | 0.4 | 8
Sun, 23.12. 11:00 | 142.7 | 113.2 | 29.5 | 163.2 | 0 | 0 | 0 | 0 | 0.4 | 22.7 | 5 | 0.4 | 8
Sun, 23.12. 12:00 | 122.5 | 96.4 | 26.1 | 145 | 0 | 0 | 0 | 0 | 0.3 | 32 | 4.1 | 0.4 | 9
Sun, 23.12. 13:00 | 128.8 | 107.1 | 21.7 | 150.7 | 0 | 0 | 0 | 0 | 0.4 | 43.6 | 3.9 | 0.4 | 8
Sun, 23.12. 14:00 | 121.6 | 103 | 18.6 | 144.1 | 0 | 0 | 0 | 0 | 0.3 | 59.2 | 3.5 | 0.4 | 8
Sun, 23.12. 15:00 | 129.7 | 113.6 | 16.1 | 151.1 | 0 | 0 | 0 | 0 | 0.3 | 54.9 | 3.5 | 0.4 | 7
Sun, 23.12. 16:00 | 130.5 | 114.9 | 15.6 | 151.7 | 0 | 0 | 0 | 0 | 0.3 | 62.3 | 3.5 | 0.4 | 7
Sun, 23.12. 17:00 | 145.5 | 127.2 | 18.3 | 165.1 | 0 | 0 | 0 | 0 | 0.3 | 73.2 | 4.1 | 0.4 | 7
Sun, 23.12. 18:00 | 141.9 | 124.8 | 17.1 | 161.2 | 0 | 0 | 0 | 0 | 0.3 | 79.1 | 4.2 | 0.4 | 6
Sun, 23.12. 19:00 | 147.5 | 129.3 | 18.2 | 166 | 0 | 0 | 0 | 0 | 0.3 | 84.2 | 4.5 | 0.4 | 6
Sun, 23.12. 20:00 | 137.3 | 121.2 | 16.1 | 156.7 | 0 | 0 | 0 | 0 | 0.2 | 72.8 | 4.1 | 0.4 | 6
Sun, 23.12. 21:00 | 154 | 138.1 | 15.9 | 171.7 | 0 | 0 | 0 | 0 | 0.3 | 71.9 | 4.5 | 0.4 | 6
Sun, 23.12. 22:00 | 88.1 | 76.2 | 11.9 | 112.9 | 0 | 0 | 0 | 0 | 0.3 | 58 | 2.6 | 0.4 | 7
Sun, 23.12. 23:00 | 77.4 | 69.7 | 7.7 | 103.4 | 0 | 0 | 0 | 0 | 0.3 | 47.3 | 2 | 0.4 | 7
Mon, 24.12. 00:00 | 51 | 45.6 | 5.4 | 79.7 | 0 | 0 | 0 | 0 | 0.3 | 63.1 | 1.2 | 0.4 | 8
Mon, 24.12. 01:00 | 49.8 | 46.6 | 3.2 | 78.7 | 0 | 0 | 0 | 0 | 0.3 | 53.6 | 0.9 | 0.4 | 8
Mon, 24.12. 02:00 | 17.8 | 15.9 | 1.9 | 49.2 | 0 | 0 | 0 | 0 | 0.3 | 39.3 | 0.3 | 0.4 | 12
Mon, 24.12. 03:00 | 17.2 | 16.3 | 0.9 | 48.7 | 0 | 0 | 0 | 0 | 0.3 | 19.2 | 0.1 | 0.4 | 12
Mon, 24.12. 04:00 | 22.7 | 20.8 | 1.9 | 54 | 0 | 0 | 0 | 0 | 0.3 | 12.5 | 0.3 | 0.4 | 12
Mon, 24.12. 05:00 | 31.1 | 29.2 | 1.9 | 62 | 0 | 0 | 0 | 0 | 0.3 | 9.1 | 0.3 | 0.4 | 12
Mon, 24.12. 06:00 | 41.7 | 39.1 | 2.6 | 72.1 | 0 | 0 | 0 | 0 | 0.2 | 9.2 | 0.5 | 0.4 | 12
Mon, 24.12. 07:00 | 44.7 | 39 | 5.7 | 74.8 | 0 | 0 | 0 | 0 | 0.3 | 11.1 | 0.8 | 0.4 | 13
Mon, 24.12. 08:00 | 49 | 35.2 | 13.8 | 78.3 | 0 | 0 | 0 | 0 | 0.3 | 11.2 | 1.7 | 0.4 | 13
Mon, 24.12. 09:00 | 56.1 | 31.2 | 24.9 | 84.2 | 0 | 0 | 0 | 0 | 0.3 | 12.5 | 3 | 0.4 | 13
Mon, 24.12. 10:00 | 58.4 | 30.6 | 27.8 | 86.2 | 0 | 0 | 0 | 0 | 0.3 | 15.3 | 3.3 | 0.4 | 13
Mon, 24.12. 11:00 | 60.2 | 30.5 | 29.7 | 87.8 | 0 | 0 | 0 | 0 | 0.4 | 22.9 | 3.5 | 0.4 | 13
Mon, 24.12. 12:00 | 51.9 | 27 | 24.9 | 80.2 | 0 | 0 | 0 | 0 | 0.3 | 30.5 | 2.9 | 0.4 | 13
Mon, 24.12. 13:00 | 47.9 | 27.1 | 20.8 | 76.7 | 0 | 0 | 0 | 0 | 0.3 | 41.9 | 2.4 | 0.4 | 13
Mon, 24.12. 14:00 | 43.4 | 25.6 | 17.8 | 72.4 | 0 | 0 | 0 | 0 | 0.3 | 56.3 | 2 | 0.4 | 13
Mon, 24.12. 15:00 | 45.1 | 29.5 | 15.6 | 74.5 | 0 | 0 | 0 | 0 | 0.3 | 53.3 | 1.8 | 0.4 | 12
Mon, 24.12. 16:00 | 57.6 | 41.6 | 16 | 87 | 0 | 0 | 0 | 0 | 0.3 | 64.2 | 1.8 | 0.4 | 10
Mon, 24.12. 17:00 | 58 | 41 | 17 | 87.2 | 0 | 0 | 0 | 0 | 0.3 | 67.8 | 2 | 0.4 | 10
Mon, 24.12. 18:00 | 62.3 | 43.5 | 18.8 | 91.1 | 0 | 0 | 0 | 0 | 0.3 | 86.6 | 2.3 | 0.4 | 10
Mon, 24.12. 19:00 | 59.1 | 40.9 | 18.2 | 88 | 0 | 0 | 0 | 0 | 0.3 | 84.2 | 2.2 | 0.4 | 10
Mon, 24.12. 20:00 | 73 | 54.7 | 18.3 | 100.4 | 0 | 0 | 0 | 0 | 0.3 | 82.8 | 2.5 | 0.4 | 9
Mon, 24.12. 21:00 | 69.1 | 53.7 | 15.4 | 96.9 | 0 | 0 | 0 | 0 | 0.3 | 69.8 | 2.2 | 0.4 | 9
Mon, 24.12. 22:00 | 49.7 | 38.2 | 11.5 | 78.6 | 0 | 0 | 0 | 0 | 0.3 | 56.3 | 1.7 | 0.4 | 9
Mon, 24.12. 23:00 | 53.7 | 46.4 | 7.3 | 82.1 | 0 | 0 | 0 | 0 | 0.3 | 45 | 1.4 | 0.4 | 8
Tue, 25.12. 00:00 | 50.9 | 45.5 | 5.4 | 79.5 | 0 | 0 | 0 | 0 | 0.3 | 61.8 | 1.2 | 0.4 | 8
Tue, 25.12. 01:00 | 48.7 | 45.6 | 3.1 | 77.5 | 0 | 0 | 0 | 0 | 0.3 | 51.4 | 0.9 | 0.4 | 8
Tue, 25.12. 02:00 | 48.8 | 47 | 1.8 | 77.7 | 0 | 0 | 0 | 0 | 0.3 | 36.6 | 0.8 | 0.4 | 8
Tue, 25.12. 03:00 | 54.5 | 53.6 | 0.9 | 83.2 | 0 | 0 | 0 | 0 | 0.3 | 20.3 | 0.7 | 0.4 | 8
Tue, 25.12. 04:00 | 52.8 | 51 | 1.8 | 81.5 | 0 | 0 | 0 | 0 | 0.3 | 11.2 | 0.8 | 0.4 | 8
Tue, 25.12. 05:00 | 68 | 66.1 | 1.9 | 95.8 | 0 | 0 | 0 | 0 | 0.3 | 9.4 | 1 | 0.4 | 8
Tue, 25.12. 06:00 | 91.1 | 88.1 | 3 | 117.5 | 0 | 0 | 0 | 0 | 0.3 | 10.7 | 1.3 | 0.4 | 8
Tue, 25.12. 07:00 | 89.3 | 83.6 | 5.7 | 115.8 | 0 | 0 | 0 | 0 | 0.3 | 11.2 | 1.5 | 0.4 | 8
Tue, 25.12. 08:00 | 81.7 | 67.7 | 14 | 108.9 | 0 | 0 | 0 | 0 | 0.4 | 11.3 | 2.1 | 0.4 | 9
Tue, 25.12. 09:00 | 72.9 | 48.8 | 24.1 | 100.5 | 0 | 0 | 0 | 0 | 0.3 | 12.1 | 3 | 0.4 | 10
Tue, 25.12. 10:00 | 72.2 | 44.6 | 27.6 | 99.3 | 0 | 0 | 0 | 0 | 0.3 | 15.2 | 3.4 | 0.4 | 11
Tue, 25.12. 11:00 | 66.2 | 37.9 | 28.3 | 93.2 | 0 | 0 | 0 | 0 | 0.3 | 21.8 | 3.4 | 0.4 | 12
Tue, 25.12. 12:00 | 58.3 | 34.1 | 24.2 | 86.1 | 0 | 0 | 0 | 0 | 0.3 | 29.5 | 2.9 | 0.4 | 12
Tue, 25.12. 13:00 | 51 | 30.8 | 20.2 | 79.3 | 0 | 0 | 0 | 0 | 0.3 | 40.6 | 2.4 | 0.4 | 13
Tue, 25.12. 14:00 | 49.7 | 31.3 | 18.4 | 78.1 | 0 | 0 | 0 | 0 | 0.3 | 58.7 | 2.2 | 0.4 | 13
Tue, 25.12. 15:00 | 52.8 | 36.2 | 16.6 | 81.3 | 0 | 0 | 0 | 0 | 0.3 | 56.6 | 2 | 0.4 | 12
Tue, 25.12. 16:00 | 50.2 | 34.8 | 15.4 | 78.9 | 0 | 0 | 0 | 0 | 0.3 | 61.7 | 1.9 | 0.4 | 12
Tue, 25.12. 17:00 | 53.1 | 36.1 | 17 | 81.4 | 0 | 0 | 0 | 0 | 0.3 | 67.8 | 2.1 | 0.4 | 12
Tue, 25.12. 18:00 | 58.1 | 39.1 | 19 | 85.9 | 0 | 0 | 0 | 0 | 0.3 | 87.5 | 2.4 | 0.4 | 12
Tue, 25.12. 19:00 | 56.2 | 36.5 | 19.7 | 83.6 | 0 | 0 | 0 | 0 | 0.3 | 91.3 | 2.5 | 0.4 | 13
Tue, 25.12. 20:00 | 53.2 | 35.2 | 18 | 80.9 | 0 | 0 | 0 | 0 | 0.3 | 81.1 | 2.4 | 0.4 | 13
Tue, 25.12. 21:00 | 49.4 | 34.1 | 15.3 | 77.4 | 0 | 0 | 0 | 0 | 0.3 | 69.1 | 2.1 | 0.4 | 13
Tue, 25.12. 22:00 | 24.6 | 14.1 | 10.5 | 54.4 | 0 | 0 | 0 | 0 | 0.2 | 51.1 | 1.3 | 0.4 | 13
Tue, 25.12. 23:00 | 21 | 13.2 | 7.8 | 51.3 | 0 | 0 | 0 | 0 | 0.3 | 47.3 | 1 | 0.4 | 13
Wed, 26.12. 00:00 | 20.7 | 15.3 | 5.4 | 51.5 | 0 | 0 | 0 | 0 | 0.3 | 61.8 | 0.7 | 0.4 | 12
Wed, 26.12. 01:00 | 19.3 | 16.1 | 3.2 | 50.3 | 0 | 0 | 0 | 0 | 0.3 | 53.6 | 0.4 | 0.4 | 12
Wed, 26.12. 02:00 | 24.6 | 22.7 | 1.9 | 55.8 | 0 | 0 | 0 | 0 | 0.3 | 39.3 | 0.3 | 0.4 | 11
Wed, 26.12. 03:00 | 25 | 24.1 | 0.9 | 56.4 | 0 | 0 | 0 | 0 | 0.3 | 20 | 0.1 | 0.3 | 11
Wed, 26.12. 04:00 | 27.7 | 25.9 | 1.8 | 58.8 | 0 | 0 | 0 | 0 | 0.3 | 11.2 | 0.3 | 0.3 | 11
Wed, 26.12. 05:00 | 33.6 | 31.8 | 1.8 | 64.3 | 0 | 0 | 0 | 0 | 0.2 | 8.4 | 0.3 | 0.3 | 12
Wed, 26.12. 06:00 | 58.5 | 55.8 | 2.7 | 88.5 | 0 | 0 | 0 | 0 | 0.3 | 9.9 | 0.5 | 0.3 | 11
Wed, 26.12. 07:00 | 62.5 | 57.3 | 5.2 | 92.5 | 0 | 0 | 0 | 0 | 0.3 | 10.2 | 0.8 | 0.3 | 10
Wed, 26.12. 08:00 | 83.5 | 69.5 | 14 | 111.2 | 0 | 0 | 0 | 0 | 0.4 | 11.3 | 2 | 0.3 | 9
Wed, 26.12. 09:00 | 100 | 71.6 | 28.4 | 126 | 0 | 0 | 0 | 0 | 0.4 | 14.3 | 3.7 | 0.3 | 9
Wed, 26.12. 10:00 | 86.1 | 59.7 | 26.4 | 112.8 | 0 | 0 | 0 | 0 | 0.3 | 14.6 | 3.4 | 0.3 | 9
Wed, 26.12. 11:00 | 92.2 | 62.7 | 29.5 | 118.4 | 0 | 0 | 0 | 0 | 0.4 | 22.7 | 3.8 | 0.3 | 9
Wed, 26.12. 12:00 | 74.4 | 51.7 | 22.7 | 101.7 | 0 | 0 | 0 | 0 | 0.3 | 27.6 | 2.9 | 0.3 | 9
Wed, 26.12. 13:00 | 68.1 | 47.1 | 21 | 96.6 | 0 | 0 | 0 | 0 | 0.3 | 42.3 | 2.4 | 0.3 | 10
Wed, 26.12. 14:00 | 66.6 | 47.6 | 19 | 95.4 | 0 | 0 | 0 | 0 | 0.3 | 60.4 | 2.2 | 0.3 | 10
Wed, 26.12. 15:00 | 66.2 | 49.1 | 17.1 | 95.2 | 0 | 0 | 0 | 0 | 0.3 | 58.2 | 2 | 0.3 | 10
Wed, 26.12. 16:00 | 61.8 | 46.2 | 15.6 | 90.9 | 0 | 0 | 0 | 0 | 0.3 | 62.3 | 1.8 | 0.3 | 10
Wed, 26.12. 17:00 | 66.4 | 48.7 | 17.7 | 95.2 | 0 | 0 | 0 | 0 | 0.3 | 70.5 | 2.1 | 0.3 | 10
Wed, 26.12. 18:00 | 66.6 | 48.3 | 18.3 | 95.2 | 0 | 0 | 0 | 0 | 0.3 | 84.1 | 2.2 | 0.3 | 10
Wed, 26.12. 19:00 | 80.3 | 60.9 | 19.4 | 107.4 | 0 | 0 | 0 | 0 | 0.3 | 89.6 | 2.7 | 0.3 | 9
Wed, 26.12. 20:00 | 77.8 | 59.8 | 18 | 105.1 | 0 | 0 | 0 | 0 | 0.3 | 81.1 | 2.5 | 0.3 | 9
Wed, 26.12. 21:00 | 72.2 | 57.3 | 14.9 | 99.9 | 0 | 0 | 0 | 0 | 0.3 | 67 | 2.2 | 0.3 | 9
Wed, 26.12. 22:00 | 50.5 | 39.3 | 11.2 | 79.4 | 0 | 0 | 0 | 0 | 0.3 | 55.1 | 1.6 | 0.3 | 9
Wed, 26.12. 23:00 | 43 | 35.9 | 7.1 | 72.5 | 0 | 0 | 0 | 0 | 0.3 | 43.6 | 1.1 | 0.3 | 9
Thu, 27.12. 00:00 | 48.7 | 43.4 | 5.3 | 78 | 0 | 0 | 0 | 0 | 0.3 | 38.2 | 1 | 0.3 | 9
Thu, 27.12. 01:00 | 43.3 | 40.7 | 2.6 | 72.9 | 0 | 0 | 0 | 0 | 0.3 | 18.3 | 0.6 | 0.3 | 9
Thu, 27.12. 02:00 | 50.9 | 50.1 | 0.8 | 79.6 | 0 | 0 | 0 | 0 | 0.3 | 9.8 | 0.6 | 0.3 | 8
Thu, 27.12. 03:00 | 56.8 | 55.9 | 0.9 | 85.2 | 0 | 0 | 0 | 0 | 0.3 | 9.3 | 0.7 | 0.3 | 8
Thu, 27.12. 04:00 | 67.5 | 64.7 | 2.8 | 95.3 | 0 | 0 | 0 | 0 | 0.3 | 12 | 1 | 0.2 | 8
Thu, 27.12. 05:00 | 109.7 | 101.3 | 8.4 | 134 | 0 | 0 | 0 | 0 | 0.3 | 23.1 | 2.2 | 0.2 | 7
Thu, 27.12. 06:00 | 133.5 | 110.8 | 22.7 | 156 | 0 | 0 | 0 | 0 | 0.4 | 40.9 | 3.8 | 0.2 | 8
Thu, 27.12. 07:00 | 160.9 | 133.7 | 27.2 | 181.7 | 0 | 0 | 0 | 0 | 1.2 | 54.3 | 4.4 | 0.2 | 7
Thu, 27.12. 08:00 | 153.5 | 128 | 25.5 | 175 | 0 | 0 | 0 | 0 | 2.1 | 50.1 | 3.9 | 0.2 | 6
Thu, 27.12. 09:00 | 145.3 | 117.9 | 27.4 | 168.2 | 0 | 0 | 0 | 0 | 2.5 | 45.7 | 3.4 | 0.2 | 7
Thu, 27.12. 10:00 | 146.9 | 117 | 29.9 | 169.8 | 0 | 0 | 0 | 0 | 2.6 | 39.7 | 3.2 | 0.2 | 7
Thu, 27.12. 11:00 | 131.4 | 99.7 | 31.7 | 156.1 | 0 | 0 | 0 | 0 | 2.5 | 42.2 | 2.7 | 0.2 | 8
Thu, 27.12. 12:00 | 125.3 | 93.8 | 31.5 | 150.4 | 0 | 0 | 0 | 0 | 2.2 | 46 | 2.5 | 0.2 | 8
Thu, 27.12. 13:00 | 110.9 | 81.4 | 29.5 | 137.3 | 0 | 0 | 0 | 0 | 2 | 54.7 | 2.1 | 0.2 | 9
Thu, 27.12. 14:00 | 102.7 | 77.5 | 25.2 | 129.4 | 0 | 0 | 0 | 0 | 1.8 | 61.8 | 2 | 0.2 | 9
Thu, 27.12. 15:00 | 114.7 | 90 | 24.7 | 140.2 | 0 | 0 | 0 | 0 | 1.7 | 79.3 | 2.3 | 0.2 | 8
Thu, 27.12. 16:00 | 117.6 | 95.1 | 22.5 | 141.8 | 0 | 0 | 0 | 0 | 1.4 | 103.7 | 2.6 | 0.2 | 7
Thu, 27.12. 17:00 | 111.2 | 86.6 | 24.6 | 135.9 | 0 | 0 | 0 | 0 | 0.9 | 128.8 | 2.8 | 0.2 | 8
Thu, 27.12. 18:00 | 123.1 | 96.8 | 26.3 | 146.6 | 0 | 0 | 0 | 0 | 0.6 | 147.5 | 3.4 | 0.2 | 8
Thu, 27.12. 19:00 | 108.8 | 82.8 | 26 | 133 | 0 | 0 | 0 | 0 | 0.4 | 130.9 | 3.6 | 0.2 | 9
Thu, 27.12. 20:00 | 118.4 | 90.1 | 28.3 | 141.6 | 0 | 0 | 0 | 0 | 0.4 | 117 | 4.1 | 0.2 | 9
Thu, 27.12. 21:00 | 103.6 | 79.5 | 24.1 | 127.8 | 0 | 0 | 0 | 0 | 0.3 | 93.2 | 3.6 | 0.2 | 9
Thu, 27.12. 22:00 | 62.7 | 49.4 | 13.3 | 90.3 | 0 | 0 | 0 | 0 | 0.3 | 81.9 | 2 | 0.2 | 9
Thu, 27.12. 23:00 | 50.3 | 42.6 | 7.7 | 79.1 | 0 | 0 | 0 | 0 | 0.3 | 67.1 | 1.3 | 0.2 | 9
Fri, 28.12. 00:00 | 48.7 | 43.4 | 5.3 | 77.8 | 0 | 0 | 0 | 0 | 0.3 | 37.8 | 1 | 0.2 | 9
Fri, 28.12. 01:00 | 46.1 | 43.4 | 2.7 | 75.5 | 0 | 0 | 0 | 0 | 0.3 | 19.2 | 0.7 | 0.2 | 9
Fri, 28.12. 02:00 | 45.1 | 44.2 | 0.9 | 74.6 | 0 | 0 | 0 | 0 | 0.3 | 10.8 | 0.5 | 0.2 | 9
Fri, 28.12. 03:00 | 46.3 | 45.4 | 0.9 | 75.8 | 0 | 0 | 0 | 0 | 0.3 | 9.3 | 0.5 | 0.2 | 9
Fri, 28.12. 04:00 | 71.9 | 69 | 2.9 | 99.4 | 0 | 0 | 0 | 0 | 0.3 | 12.6 | 1.1 | 0.2 | 8
Fri, 28.12. 05:00 | 108.1 | 99.1 | 9 | 132.9 | 0 | 0 | 0 | 0 | 0.3 | 24.7 | 2.1 | 0.2 | 8
Fri, 28.12. 06:00 | 143.1 | 119.4 | 23.7 | 164.6 | 0 | 0 | 0 | 0 | 0.4 | 42.6 | 4.1 | 0.2 | 8
Fri, 28.12. 07:00 | 150.9 | 124.2 | 26.7 | 172.7 | 0 | 0 | 0 | 0 | 1.2 | 53.2 | 4.1 | 0.2 | 8
Fri, 28.12. 08:00 | 148.7 | 120.7 | 28 | 171.4 | 0 | 0 | 0 | 0 | 2.3 | 54.8 | 3.7 | 0.2 | 8
Fri, 28.12. 09:00 | 141.4 | 113.2 | 28.2 | 165 | 0 | 0 | 0 | 0 | 2.6 | 47.1 | 3.2 | 0.2 | 8
Fri, 28.12. 10:00 | 122.1 | 93.3 | 28.8 | 147.6 | 0 | 0 | 0 | 0 | 2.5 | 38.2 | 2.6 | 0.2 | 9
Fri, 28.12. 11:00 | 118.2 | 87.8 | 30.4 | 144 | 0 | 0 | 0 | 0 | 2.4 | 40.6 | 2.4 | 0.2 | 9
Fri, 28.12. 12:00 | 115.8 | 84.7 | 31.1 | 141.9 | 0 | 0 | 0 | 0 | 2.2 | 45.6 | 2.3 | 0.2 | 9
Fri, 28.12. 13:00 | 128.1 | 97.7 | 30.4 | 152.8 | 0 | 0 | 0 | 0 | 2 | 56.3 | 2.5 | 0.2 | 8
Fri, 28.12. 14:00 | 120.5 | 94.3 | 26.2 | 145.5 | 0 | 0 | 0 | 0 | 1.9 | 64.4 | 2.4 | 0.2 | 8
Fri, 28.12. 15:00 | 117.2 | 92.4 | 24.8 | 142.2 | 0 | 0 | 0 | 0 | 1.7 | 79.3 | 2.3 | 0.2 | 8
Fri, 28.12. 16:00 | 125 | 101.5 | 23.5 | 148.6 | 0 | 0 | 0 | 0 | 1.4 | 108.1 | 2.7 | 0.2 | 7
Fri, 28.12. 17:00 | 129.5 | 103.9 | 25.6 | 152.2 | 0 | 0 | 0 | 0 | 0.9 | 134.1 | 3.3 | 0.2 | 7
Fri, 28.12. 18:00 | 149.2 | 122.9 | 26.3 | 169.4 | 0 | 0 | 0 | 0 | 0.6 | 147.5 | 4.1 | 0.2 | 6
Fri, 28.12. 19:00 | 138.9 | 111.9 | 27 | 159.7 | 0 | 0 | 0 | 0 | 0.4 | 136.2 | 4.4 | 0.2 | 7
Fri, 28.12. 20:00 | 132.4 | 106.7 | 25.7 | 153.6 | 0 | 0 | 0 | 0 | 0.3 | 106.4 | 4.4 | 0.2 | 7
Fri, 28.12. 21:00 | 122.2 | 99.3 | 22.9 | 143.9 | 0 | 0 | 0 | 0 | 0.3 | 88.6 | 4.1 | 0.2 | 7
Fri, 28.12. 22:00 | 83.6 | 70.7 | 12.9 | 108.7 | 0 | 0 | 0 | 0 | 0.3 | 78.8 | 2.5 | 0.2 | 7
Fri, 28.12. 23:00 | 86.3 | 78.5 | 7.8 | 111.1 | 0 | 0 | 0 | 0 | 0.3 | 69 | 2.2 | 0.2 | 6
Sat, 29.12. 00:00 | 85.3 | 79.5 | 5.8 | 110 | 0 | 0 | 0 | 0 | 0.3 | 55.2 | 2 | 0.2 | 6
Sat, 29.12. 01:00 | 82.4 | 79.2 | 3.2 | 107.5 | 0 | 0 | 0 | 0 | 0.3 | 31.2 | 1.7 | 0.2 | 6
Sat, 29.12. 02:00 | 95.1 | 93.2 | 1.9 | 118.9 | 0 | 0 | 0 | 0 | 0.3 | 20.6 | 1.9 | 0.2 | 5
Sat, 29.12. 03:00 | 89.5 | 88.7 | 0.8 | 113.8 | 0 | 0 | 0 | 0 | 0.3 | 11.4 | 1.7 | 0.2 | 5
Sat, 29.12. 04:00 | 119.9 | 118.2 | 1.7 | 141.5 | 0 | 0 | 0 | 0 | 0.3 | 11.3 | 2.4 | 0.2 | 4
Sat, 29.12. 05:00 | 151 | 149.2 | 1.8 | 169.8 | 0 | 0 | 0 | 0 | 0.3 | 12.2 | 3 | 0.2 | 4
Sat, 29.12. 06:00 | 208.1 | 205.3 | 2.8 | 221.3 | 0 | 0 | 0 | 0 | 0.3 | 12.6 | 4.4 | 0.2 | 3
Sat, 29.12. 07:00 | 204 | 198.1 | 5.9 | 218.6 | 0 | 0 | 0 | 0 | 0.4 | 13.3 | 4.3 | 0.2 | 3
Sat, 29.12. 08:00 | 193.1 | 178.6 | 14.5 | 209.2 | 0 | 0 | 0 | 0 | 0.6 | 19 | 4.6 | 0.2 | 4
Sat, 29.12. 09:00 | 175.8 | 150.1 | 25.7 | 193.3 | 0 | 0 | 0 | 0 | 0.7 | 24 | 5.2 | 0.2 | 5
Sat, 29.12. 10:00 | 178.8 | 146.5 | 32.3 | 196.2 | 0 | 0 | 0 | 0 | 0.7 | 47.8 | 5.5 | 0.2 | 6
Sat, 29.12. 11:00 | 164.2 | 129.4 | 34.8 | 183.2 | 0 | 0 | 0 | 0 | 0.7 | 56.9 | 5.2 | 0.2 | 7
Sat, 29.12. 12:00 | 149.7 | 115.8 | 33.9 | 170.5 | 0 | 0 | 0 | 0 | 0.7 | 78.4 | 4.5 | 0.2 | 8
Sat, 29.12. 13:00 | 147.3 | 116 | 31.3 | 168.6 | 0 | 0 | 0 | 0 | 0.6 | 91.3 | 3.9 | 0.2 | 8
Sat, 29.12. 14:00 | 138.1 | 109.8 | 28.3 | 160.2 | 0 | 0 | 0 | 0 | 0.6 | 86.4 | 3.5 | 0.2 | 8
Sat, 29.12. 15:00 | 152.4 | 125.6 | 26.8 | 173 | 0 | 0 | 0 | 0 | 0.6 | 84.3 | 3.7 | 0.2 | 7
Sat, 29.12. 16:00 | 150 | 124.3 | 25.7 | 170.5 | 0 | 0 | 0 | 0 | 0.5 | 83.5 | 3.7 | 0.2 | 7
Sat, 29.12. 17:00 | 150.8 | 125.4 | 25.4 | 170.7 | 0 | 0 | 0 | 0 | 0.4 | 85 | 3.9 | 0.2 | 7
Sat, 29.12. 18:00 | 155.7 | 132 | 23.7 | 174.5 | 0 | 0 | 0 | 0 | 0.3 | 89.5 | 4.3 | 0.2 | 7
Sat, 29.12. 19:00 | 154.7 | 132.6 | 22.1 | 173.2 | 0 | 0 | 0 | 0 | 0.3 | 82.8 | 4.4 | 0.2 | 7
Sat, 29.12. 20:00 | 135.1 | 116 | 19.1 | 155.1 | 0 | 0 | 0 | 0 | 0.3 | 68.9 | 3.9 | 0.2 | 8
Sat, 29.12. 21:00 | 133.7 | 117.9 | 15.8 | 153.7 | 0 | 0 | 0 | 0 | 0.3 | 68.4 | 3.7 | 0.2 | 8
Sat, 29.12. 22:00 | 80.8 | 68.4 | 12.4 | 106.1 | 0 | 0 | 0 | 0 | 0.3 | 66 | 2.4 | 0.2 | 8
Sat, 29.12. 23:00 | 65.9 | 58 | 7.9 | 92.8 | 0 | 0 | 0 | 0 | 0.3 | 60.2 | 1.7 | 0.2 | 8
Sun, 30.12. 00:00 | 36.8 | 31.8 | 5 | 66.6 | 0 | 0 | 0 | 0 | 0.2 | 57.2 | 0.8 | 0.2 | 9
Sun, 30.12. 01:00 | 39.8 | 36.6 | 3.2 | 69.6 | 0 | 0 | 0 | 0 | 0.3 | 54.7 | 0.6 | 0.2 | 9
Sun, 30.12. 02:00 | 36.9 | 35.1 | 1.8 | 67.1 | 0 | 0 | 0 | 0 | 0.3 | 36.2 | 0.5 | 0.2 | 9
Sun, 30.12. 03:00 | 27.8 | 26.9 | 0.9 | 59.1 | 0 | 0 | 0 | 0 | 0.3 | 19 | 0.1 | 0.2 | 10
Sun, 30.12. 04:00 | 31.8 | 30 | 1.8 | 63.1 | 0 | 0 | 0 | 0 | 0.3 | 11.7 | 0.2 | 0.2 | 10
Sun, 30.12. 05:00 | 43.7 | 41.8 | 1.9 | 74.8 | 0 | 0 | 0 | 0 | 0.3 | 9.7 | 0.3 | 0.2 | 10
Sun, 30.12. 06:00 | 58.2 | 55.4 | 2.8 | 89 | 0 | 0 | 0 | 0 | 0.3 | 10.4 | 0.4 | 0.2 | 10
Sun, 30.12. 07:00 | 61.5 | 55.5 | 6 | 92 | 0 | 0 | 0 | 0 | 0.3 | 11.4 | 0.7 | 0.2 | 10
Sun, 30.12. 08:00 | 59.2 | 46.5 | 12.7 | 89 | 0 | 0 | 0 | 0 | 0.3 | 10.3 | 1.5 | 0.2 | 10
Sun, 30.12. 09:00 | 58.9 | 36.5 | 22.4 | 87.5 | 0 | 0 | 0 | 0 | 0.3 | 11.2 | 2.6 | 0.2 | 11
Sun, 30.12. 10:00 | 66.4 | 39.3 | 27.1 | 94.4 | 0 | 0 | 0 | 0 | 0.3 | 14.9 | 3.1 | 0.2 | 11
Sun, 30.12. 11:00 | 64.3 | 37 | 27.3 | 92.3 | 0 | 0 | 0 | 0 | 0.3 | 21 | 3.1 | 0.2 | 11
Sun, 30.12. 12:00 | 53.8 | 29.9 | 23.9 | 82.4 | 0 | 0 | 0 | 0 | 0.3 | 29.2 | 2.7 | 0.2 | 12
Sun, 30.12. 13:00 | 52.6 | 31.6 | 21 | 81.5 | 0 | 0 | 0 | 0 | 0.3 | 42.3 | 2.3 | 0.2 | 12
Sun, 30.12. 14:00 | 55.6 | 36.7 | 18.9 | 84.7 | 0 | 0 | 0 | 0 | 0.3 | 59.8 | 2.1 | 0.2 | 11
Sun, 30.12. 15:00 | 52.1 | 36 | 16.1 | 81.6 | 0 | 0 | 0 | 0 | 0.3 | 54.9 | 1.8 | 0.2 | 11
Sun, 30.12. 16:00 | 56 | 39 | 17 | 85.3 | 0 | 0 | 0 | 0 | 0.3 | 67.9 | 1.9 | 0.2 | 11
Sun, 30.12. 17:00 | 53.7 | 36.5 | 17.2 | 82.9 | 0 | 0 | 0 | 0 | 0.3 | 68.4 | 1.9 | 0.2 | 11
Sun, 30.12. 18:00 | 51.6 | 34.6 | 17 | 80.9 | 0 | 0 | 0 | 0 | 0.2 | 78.2 | 2 | 0.2 | 11
Sun, 30.12. 19:00 | 55.6 | 37 | 18.6 | 84.6 | 0 | 0 | 0 | 0 | 0.3 | 86 | 2.2 | 0.2 | 11
Sun, 30.12. 20:00 | 61 | 41.4 | 19.6 | 89.8 | 0 | 0 | 0 | 0 | 0.3 | 88.6 | 2.3 | 0.2 | 11
Sun, 30.12. 21:00 | 49.8 | 35.3 | 14.5 | 79.2 | 0 | 0 | 0 | 0 | 0.3 | 65.7 | 1.8 | 0.2 | 11
Sun, 30.12. 22:00 | 34.3 | 22.7 | 11.6 | 64.2 | 0 | 0 | 0 | 0 | 0.3 | 56.8 | 1.4 | 0.3 | 11
Sun, 30.12. 23:00 | 31.9 | 24.6 | 7.3 | 62.4 | 0 | 0 | 0 | 0 | 0.3 | 44.1 | 0.9 | 0.3 | 10
Mon, 31.12. 00:00 | 51.1 | 45.2 | 5.9 | 79.8 | 0 | 0 | 0 | 0 | 0.3 | 68.9 | 1.1 | 0.3 | 9
Mon, 31.12. 01:00 | 54.7 | 51.6 | 3.1 | 82.7 | 0 | 0 | 0 | 0 | 0.3 | 51.9 | 1 | 0.3 | 8
Mon, 31.12. 02:00 | 53.8 | 52 | 1.8 | 81.9 | 0 | 0 | 0 | 0 | 0.3 | 35.9 | 0.9 | 0.3 | 8
Mon, 31.12. 03:00 | 45.3 | 44.5 | 0.8 | 74.5 | 0 | 0 | 0 | 0 | 0.3 | 18.3 | 0.5 | 0.3 | 9
Mon, 31.12. 04:00 | 69.7 | 67.8 | 1.9 | 96.7 | 0 | 0 | 0 | 0 | 0.3 | 12.3 | 1.1 | 0.3 | 8
Mon, 31.12. 05:00 | 104.7 | 102.8 | 1.9 | 128.4 | 0 | 0 | 0 | 0 | 0.3 | 9.4 | 1.8 | 0.3 | 7
Mon, 31.12. 06:00 | 128.7 | 126 | 2.7 | 150.4 | 0 | 0 | 0 | 0 | 0.3 | 10 | 2.1 | 0.3 | 8
Mon, 31.12. 07:00 | 162 | 156.4 | 5.6 | 180.5 | 0 | 0 | 0 | 0 | 0.3 | 10.8 | 3.3 | 0.3 | 5
Mon, 31.12. 08:00 | 141.9 | 129 | 12.9 | 162.4 | 0 | 0 | 0 | 0 | 0.3 | 10.4 | 3.5 | 0.3 | 6
Mon, 31.12. 09:00 | 152.7 | 127.4 | 25.3 | 171.8 | 0 | 0 | 0 | 0 | 0.3 | 12.6 | 4.9 | 0.3 | 6
Mon, 31.12. 10:00 | 139.1 | 112 | 27.1 | 159.5 | 0 | 0 | 0 | 0 | 0.3 | 14.9 | 4.7 | 0.3 | 7
Mon, 31.12. 11:00 | 125.8 | 98 | 27.8 | 147.5 | 0 | 0 | 0 | 0 | 0.3 | 21.4 | 4.4 | 0.3 | 8
Mon, 31.12. 12:00 | 126.9 | 102.5 | 24.4 | 148.3 | 0 | 0 | 0 | 0 | 0.3 | 29.8 | 4.2 | 0.3 | 7
Mon, 31.12. 13:00 | 115.5 | 94.7 | 20.8 | 138.4 | 0 | 0 | 0 | 0 | 0.3 | 41.9 | 3.5 | 0.3 | 8
Mon, 31.12. 14:00 | 119.2 | 99.6 | 19.6 | 141.9 | 0 | 0 | 0 | 0 | 0.3 | 62.2 | 3.4 | 0.3 | 8
Mon, 31.12. 15:00 | 109.5 | 93.5 | 16 | 132.9 | 0 | 0 | 0 | 0 | 0.3 | 54.4 | 3 | 0.3 | 8
Mon, 31.12. 16:00 | 119.5 | 104.2 | 15.3 | 141.6 | 0 | 0 | 0 | 0 | 0.3 | 61.1 | 3.2 | 0.3 | 7
Mon, 31.12. 17:00 | 118.3 | 100.7 | 17.6 | 140.4 | 0 | 0 | 0 | 0 | 0.3 | 69.8 | 3.3 | 0.3 | 8
Mon, 31.12. 18:00 | 125.5 | 106.3 | 19.2 | 146.8 | 0 | 0 | 0 | 0 | 0.3 | 88.3 | 3.7 | 0.3 | 8
Mon, 31.12. 19:00 | 121.8 | 102.9 | 18.9 | 143.3 | 0 | 0 | 0 | 0 | 0.3 | 87.8 | 3.7 | 0.3 | 8
Mon, 31.12. 20:00 | 124.9 | 106.4 | 18.5 | 146 | 0 | 0 | 0 | 0 | 0.3 | 83.6 | 3.8 | 0.3 | 8
Mon, 31.12. 21:00 | 100.1 | 85.6 | 14.5 | 123.6 | 0 | 0 | 0 | 0 | 0.3 | 65.7 | 2.9 | 0.3 | 9
Mon, 31.12. 22:00 | 62.1 | 50.4 | 11.7 | 89.3 | 0 | 0 | 0 | 0 | 0.3 | 57.4 | 1.9 | 0.3 | 9
Mon, 31.12. 23:00 | 55 | 47 | 8 | 83.2 | 0 | 0 | 0 | 0 | 0.3 | 49.1 | 1.4 | 0.3 | 9

## Overview
| Created with: | nPro.energy
| User: | Test
nPro Energy
| Created on: | 09.09.2026 (08:48)
| Project: | Project 1
Heat |  | Annual sum (MWh) | Annual peak (kW)
Heat demand of all buildings |  | 766.2 | 568.9
Share space heating |  | 623.4 | 563.2
Share domestic hot water |  | 142.8 | 35.4
Cold |  | Annual sum (MWh) | Annual peak (kW)
Cold demand of all buildings |  | 22.4 | 65.9
Share space cooling |  | 22.4 | 65.9
Share process cooling |  | 0 | 0
Electricity |  | Annual sum (MWh) | Annual peak (kW)
Electricity demand of all buildings |  | 503.6 | 153.6
Share plug loads |  | 6 | 2.7
Share e-mobility |  | 497.6 | 153

## Buildings
| Created with: | nPro.energy
| User: | Test
nPro Energy
| Created on: | 09.09.2026 (08:48)
| Project: | Project 1
Curt-Stenvert-Bogen 19 (124 m², Usage: Office)
| Annual demand (MWh) | Specific demand (kWh/m²) | Peak demand (kW) | Specific peak demand (W/m²)
Space heating | 11 | 92 | 8 | 66
Domestic hot water | 3 | 21 | 1 | 11
Space cooling | 0 | 0 | 0 | 0
Process cooling | 0 | 0 | 0 | 0
Plug loads | 0 | 0 | 0 | 0
E-mobility | 0 | 0 | 0 | 0
Curt-Stenvert-Bogen 17 (169 m², Usage: Office)
| Annual demand (MWh) | Specific demand (kWh/m²) | Peak demand (kW) | Specific peak demand (W/m²)
Space heating | 16 | 92 | 11 | 66
Domestic hot water | 4 | 21 | 2 | 11
Space cooling | 0 | 0 | 0 | 0
Process cooling | 0 | 0 | 0 | 0
Plug loads | 0 | 0 | 0 | 0
E-mobility | 0 | 0 | 0 | 0
Marie-Hüllenkremer-Straße 61 (158 m², Usage: Office)
| Annual demand (MWh) | Specific demand (kWh/m²) | Peak demand (kW) | Specific peak demand (W/m²)
Space heating | 15 | 92 | 10 | 66
Domestic hot water | 3 | 21 | 2 | 11
Space cooling | 0 | 0 | 0 | 0
Process cooling | 0 | 0 | 0 | 0
Plug loads | 0 | 0 | 0 | 0
E-mobility | 0 | 0 | 0 | 0
Curt-Stenvert-Bogen 15 (182 m², Usage: Office)
| Annual demand (MWh) | Specific demand (kWh/m²) | Peak demand (kW) | Specific peak demand (W/m²)
Space heating | 17 | 92 | 12 | 66
Domestic hot water | 4 | 21 | 2 | 11
Space cooling | 0 | 0 | 0 | 0
Process cooling | 0 | 0 | 0 | 0
Plug loads | 0 | 0 | 0 | 0
E-mobility | 0 | 0 | 0 | 0
Marie-Hüllenkremer-Straße 59 (190 m², Usage: Office)
| Annual demand (MWh) | Specific demand (kWh/m²) | Peak demand (kW) | Specific peak demand (W/m²)
Space heating | 17 | 92 | 13 | 66
Domestic hot water | 4 | 21 | 2 | 11
Space cooling | 0 | 0 | 0 | 0
Process cooling | 0 | 0 | 0 | 0
Plug loads | 0 | 0 | 0 | 0
E-mobility | 0 | 0 | 0 | 0
Marie-Hüllenkremer-Straße 57 (274 m², Usage: Office)
| Annual demand (MWh) | Specific demand (kWh/m²) | Peak demand (kW) | Specific peak demand (W/m²)
Space heating | 24 | 89 | 18 | 64
Domestic hot water | 6 | 21 | 3 | 11
Space cooling | 5 | 20 | 13 | 48
Process cooling | 0 | 0 | 0 | 0
Plug loads | 6 | 22 | 3 | 10
E-mobility | 80 | 293 | 50 | 182
Marie-Hüllenkremer-Straße 28 (208 m², Usage: Gym)
| Annual demand (MWh) | Specific demand (kWh/m²) | Peak demand (kW) | Specific peak demand (W/m²)
Space heating | 19 | 89 | 19 | 93
Domestic hot water | 4 | 21 | 1 | 6
Space cooling | 0 | 0 | 0 | 0
Process cooling | 0 | 0 | 0 | 0
Plug loads | 0 | 0 | 0 | 0
E-mobility | 0 | 0 | 0 | 0
Marie-Hüllenkremer-Straße 55 (106 m², Usage: Residential)
| Annual demand (MWh) | Specific demand (kWh/m²) | Peak demand (kW) | Specific peak demand (W/m²)
Space heating | 10 | 92 | 13 | 122
Domestic hot water | 2 | 21 | 1 | 6
Space cooling | 0 | 0 | 0 | 0
Process cooling | 0 | 0 | 0 | 0
Plug loads | 0 | 0 | 0 | 0
E-mobility | 0 | 0 | 0 | 0
Marie-Hüllenkremer-Straße 53 (105 m², Usage: Residential)
| Annual demand (MWh) | Specific demand (kWh/m²) | Peak demand (kW) | Specific peak demand (W/m²)
Space heating | 10 | 92 | 13 | 121
Domestic hot water | 2 | 21 | 1 | 6
Space cooling | 0 | 0 | 0 | 0
Process cooling | 0 | 0 | 0 | 0
Plug loads | 0 | 0 | 0 | 0
E-mobility | 0 | 0 | 0 | 0
Marie-Hüllenkremer-Straße 51 (106 m², Usage: Residential)
| Annual demand (MWh) | Specific demand (kWh/m²) | Peak demand (kW) | Specific peak demand (W/m²)
Space heating | 10 | 92 | 13 | 122
Domestic hot water | 2 | 21 | 1 | 6
Space cooling | 0 | 0 | 0 | 0
Process cooling | 0 | 0 | 0 | 0
Plug loads | 0 | 0 | 0 | 0
E-mobility | 0 | 0 | 0 | 0
Marie-Hüllenkremer-Straße 49 (106 m², Usage: Residential)
| Annual demand (MWh) | Specific demand (kWh/m²) | Peak demand (kW) | Specific peak demand (W/m²)
Space heating | 10 | 92 | 13 | 122
Domestic hot water | 2 | 21 | 1 | 6
Space cooling | 0 | 0 | 0 | 0
Process cooling | 0 | 0 | 0 | 0
Plug loads | 0 | 0 | 0 | 0
E-mobility | 139 | 1312 | 50 | 472
Marie-Hüllenkremer-Straße 47 (105 m², Usage: Residential)
| Annual demand (MWh) | Specific demand (kWh/m²) | Peak demand (kW) | Specific peak demand (W/m²)
Space heating | 10 | 92 | 13 | 121
Domestic hot water | 2 | 21 | 1 | 6
Space cooling | 0 | 0 | 0 | 0
Process cooling | 0 | 0 | 0 | 0
Plug loads | 0 | 0 | 0 | 0
E-mobility | 139 | 1325 | 50 | 476
Marie-Hüllenkremer-Straße 45 (106 m², Usage: Residential)
| Annual demand (MWh) | Specific demand (kWh/m²) | Peak demand (kW) | Specific peak demand (W/m²)
Space heating | 10 | 92 | 13 | 122
Domestic hot water | 2 | 21 | 1 | 6
Space cooling | 0 | 0 | 0 | 0
Process cooling | 0 | 0 | 0 | 0
Plug loads | 0 | 0 | 0 | 0
E-mobility | 139 | 1312 | 50 | 472
Curt-Stenvert-Bogen 7 (86 m², Usage: Residential)
| Annual demand (MWh) | Specific demand (kWh/m²) | Peak demand (kW) | Specific peak demand (W/m²)
Space heating | 8 | 92 | 5 | 63
Domestic hot water | 2 | 21 | 0 | 6
Space cooling | 0 | 0 | 0 | 0
Process cooling | 0 | 0 | 0 | 0
Plug loads | 0 | 0 | 0 | 0
E-mobility | 0 | 0 | 0 | 0
Marie-Hüllenkremer-Straße 27 (218 m², Usage: Residential)
| Annual demand (MWh) | Specific demand (kWh/m²) | Peak demand (kW) | Specific peak demand (W/m²)
Space heating | 19 | 89 | 26 | 118
Domestic hot water | 5 | 21 | 1 | 6
Space cooling | 0 | 0 | 0 | 0
Process cooling | 0 | 0 | 0 | 0
Plug loads | 0 | 0 | 0 | 0
E-mobility | 0 | 0 | 0 | 0
Marie-Hüllenkremer-Straße 16 (163 m², Usage: Residential)
| Annual demand (MWh) | Specific demand (kWh/m²) | Peak demand (kW) | Specific peak demand (W/m²)
Space heating | 15 | 92 | 10 | 63
Domestic hot water | 3 | 21 | 1 | 6
Space cooling | 0 | 0 | 0 | 0
Process cooling | 0 | 0 | 0 | 0
Plug loads | 0 | 0 | 0 | 0
E-mobility | 0 | 0 | 0 | 0
Curt-Stenvert-Bogen 9 (88 m², Usage: Residential)
| Annual demand (MWh) | Specific demand (kWh/m²) | Peak demand (kW) | Specific peak demand (W/m²)
Space heating | 8 | 92 | 6 | 64
Domestic hot water | 2 | 21 | 1 | 6
Space cooling | 0 | 0 | 0 | 0
Process cooling | 0 | 0 | 0 | 0
Plug loads | 0 | 0 | 0 | 0
E-mobility | 0 | 0 | 0 | 0
Marie-Hüllenkremer-Straße 18 (156 m², Usage: Residential)
| Annual demand (MWh) | Specific demand (kWh/m²) | Peak demand (kW) | Specific peak demand (W/m²)
Space heating | 14 | 92 | 10 | 64
Domestic hot water | 3 | 21 | 1 | 6
Space cooling | 0 | 0 | 0 | 0
Process cooling | 0 | 0 | 0 | 0
Plug loads | 0 | 0 | 0 | 0
E-mobility | 0 | 0 | 0 | 0
Curt-Stenvert-Bogen 11a (162 m², Usage: Residential)
| Annual demand (MWh) | Specific demand (kWh/m²) | Peak demand (kW) | Specific peak demand (W/m²)
Space heating | 15 | 92 | 10 | 64
Domestic hot water | 3 | 21 | 1 | 6
Space cooling | 3 | 20 | 10 | 62
Process cooling | 0 | 0 | 0 | 0
Plug loads | 0 | 0 | 0 | 0
E-mobility | 0 | 0 | 0 | 0
Marie-Hüllenkremer-Straße 20 (147 m², Usage: Residential)
| Annual demand (MWh) | Specific demand (kWh/m²) | Peak demand (kW) | Specific peak demand (W/m²)
Space heating | 14 | 92 | 9 | 64
Domestic hot water | 3 | 21 | 1 | 6
Space cooling | 0 | 0 | 0 | 0
Process cooling | 0 | 0 | 0 | 0
Plug loads | 0 | 0 | 0 | 0
E-mobility | 0 | 0 | 0 | 0
Marie-Hüllenkremer-Straße 29 (105 m², Usage: Residential)
| Annual demand (MWh) | Specific demand (kWh/m²) | Peak demand (kW) | Specific peak demand (W/m²)
Space heating | 10 | 92 | 13 | 121
Domestic hot water | 2 | 21 | 1 | 6
Space cooling | 0 | 0 | 0 | 0
Process cooling | 0 | 0 | 0 | 0
Plug loads | 0 | 0 | 0 | 0
E-mobility | 0 | 0 | 0 | 0
Marie-Hüllenkremer-Straße 31 (105 m², Usage: Residential)
| Annual demand (MWh) | Specific demand (kWh/m²) | Peak demand (kW) | Specific peak demand (W/m²)
Space heating | 10 | 92 | 13 | 121
Domestic hot water | 2 | 21 | 1 | 6
Space cooling | 0 | 0 | 0 | 0
Process cooling | 0 | 0 | 0 | 0
Plug loads | 0 | 0 | 0 | 0
E-mobility | 0 | 0 | 0 | 0
Marie-Hüllenkremer-Straße 22 (161 m², Usage: Residential)
| Annual demand (MWh) | Specific demand (kWh/m²) | Peak demand (kW) | Specific peak demand (W/m²)
Space heating | 15 | 92 | 10 | 63
Domestic hot water | 3 | 21 | 1 | 6
Space cooling | 0 | 0 | 0 | 0
Process cooling | 0 | 0 | 0 | 0
Plug loads | 0 | 0 | 0 | 0
E-mobility | 0 | 0 | 0 | 0
Curt-Stenvert-Bogen 11 (152 m², Usage: Residential)
| Annual demand (MWh) | Specific demand (kWh/m²) | Peak demand (kW) | Specific peak demand (W/m²)
Space heating | 14 | 92 | 10 | 63
Domestic hot water | 3 | 21 | 1 | 6
Space cooling | 3 | 20 | 9 | 62
Process cooling | 0 | 0 | 0 | 0
Plug loads | 0 | 0 | 0 | 0
E-mobility | 0 | 0 | 0 | 0
Marie-Hüllenkremer-Straße 33 (105 m², Usage: Residential)
| Annual demand (MWh) | Specific demand (kWh/m²) | Peak demand (kW) | Specific peak demand (W/m²)
Space heating | 10 | 92 | 13 | 121
Domestic hot water | 2 | 21 | 1 | 6
Space cooling | 0 | 0 | 0 | 0
Process cooling | 0 | 0 | 0 | 0
Plug loads | 0 | 0 | 0 | 0
E-mobility | 0 | 0 | 0 | 0
Marie-Hüllenkremer-Straße 24 (151 m², Usage: Residential)
| Annual demand (MWh) | Specific demand (kWh/m²) | Peak demand (kW) | Specific peak demand (W/m²)
Space heating | 14 | 92 | 10 | 64
Domestic hot water | 3 | 21 | 1 | 6
Space cooling | 0 | 0 | 0 | 0
Process cooling | 0 | 0 | 0 | 0
Plug loads | 0 | 0 | 0 | 0
E-mobility | 0 | 0 | 0 | 0
Marie-Hüllenkremer-Straße 35 (105 m², Usage: Residential)
| Annual demand (MWh) | Specific demand (kWh/m²) | Peak demand (kW) | Specific peak demand (W/m²)
Space heating | 10 | 92 | 13 | 121
Domestic hot water | 2 | 21 | 1 | 6
Space cooling | 0 | 0 | 0 | 0
Process cooling | 0 | 0 | 0 | 0
Plug loads | 0 | 0 | 0 | 0
E-mobility | 0 | 0 | 0 | 0
Curt-Stenvert-Bogen 13 (148 m², Usage: Residential)
| Annual demand (MWh) | Specific demand (kWh/m²) | Peak demand (kW) | Specific peak demand (W/m²)
Space heating | 14 | 92 | 9 | 64
Domestic hot water | 3 | 21 | 1 | 6
Space cooling | 3 | 20 | 9 | 62
Process cooling | 0 | 0 | 0 | 0
Plug loads | 0 | 0 | 0 | 0
E-mobility | 0 | 0 | 0 | 0
Marie-Hüllenkremer-Straße 26 (138 m², Usage: Residential)
| Annual demand (MWh) | Specific demand (kWh/m²) | Peak demand (kW) | Specific peak demand (W/m²)
Space heating | 13 | 92 | 9 | 63
Domestic hot water | 3 | 21 | 1 | 6
Space cooling | 0 | 0 | 0 | 0
Process cooling | 0 | 0 | 0 | 0
Plug loads | 0 | 0 | 0 | 0
E-mobility | 0 | 0 | 0 | 0
Marie-Hüllenkremer-Straße 37 (105 m², Usage: Residential)
| Annual demand (MWh) | Specific demand (kWh/m²) | Peak demand (kW) | Specific peak demand (W/m²)
Space heating | 10 | 92 | 13 | 121
Domestic hot water | 2 | 21 | 1 | 6
Space cooling | 0 | 0 | 0 | 0
Process cooling | 0 | 0 | 0 | 0
Plug loads | 0 | 0 | 0 | 0
E-mobility | 0 | 0 | 0 | 0
Marie-Hüllenkremer-Straße 39 (105 m², Usage: Residential)
| Annual demand (MWh) | Specific demand (kWh/m²) | Peak demand (kW) | Specific peak demand (W/m²)
Space heating | 10 | 92 | 13 | 121
Domestic hot water | 2 | 21 | 1 | 6
Space cooling | 0 | 0 | 0 | 0
Process cooling | 0 | 0 | 0 | 0
Plug loads | 0 | 0 | 0 | 0
E-mobility | 0 | 0 | 0 | 0
Marie-Hüllenkremer-Straße 32 (165 m², Usage: Canteen)
| Annual demand (MWh) | Specific demand (kWh/m²) | Peak demand (kW) | Specific peak demand (W/m²)
Space heating | 15 | 92 | 15 | 93
Domestic hot water | 3 | 21 | 4 | 25
Space cooling | 0 | 0 | 0 | 0
Process cooling | 0 | 0 | 0 | 0
Plug loads | 0 | 0 | 0 | 0
E-mobility | 0 | 0 | 0 | 0
Marie-Hüllenkremer-Straße 41 (105 m², Usage: Residential)
| Annual demand (MWh) | Specific demand (kWh/m²) | Peak demand (kW) | Specific peak demand (W/m²)
Space heating | 10 | 92 | 13 | 121
Domestic hot water | 2 | 21 | 1 | 6
Space cooling | 0 | 0 | 0 | 0
Process cooling | 0 | 0 | 0 | 0
Plug loads | 0 | 0 | 0 | 0
E-mobility | 0 | 0 | 0 | 0
Marie-Hüllenkremer-Straße 43 (106 m², Usage: Residential)
| Annual demand (MWh) | Specific demand (kWh/m²) | Peak demand (kW) | Specific peak demand (W/m²)
Space heating | 10 | 92 | 13 | 122
Domestic hot water | 2 | 21 | 1 | 6
Space cooling | 0 | 0 | 0 | 0
Process cooling | 0 | 0 | 0 | 0
Plug loads | 0 | 0 | 0 | 0
E-mobility | 0 | 0 | 0 | 0
Marie-Hüllenkremer-Straße 1 (96 m², Usage: Residential)
| Annual demand (MWh) | Specific demand (kWh/m²) | Peak demand (kW) | Specific peak demand (W/m²)
Space heating | 9 | 92 | 6 | 64
Domestic hot water | 2 | 21 | 1 | 6
Space cooling | 0 | 0 | 0 | 0
Process cooling | 0 | 0 | 0 | 0
Plug loads | 0 | 0 | 0 | 0
E-mobility | 0 | 0 | 0 | 0
Marie-Hüllenkremer-Straße 1a (105 m², Usage: Residential)
| Annual demand (MWh) | Specific demand (kWh/m²) | Peak demand (kW) | Specific peak demand (W/m²)
Space heating | 10 | 92 | 7 | 64
Domestic hot water | 2 | 21 | 1 | 6
Space cooling | 0 | 0 | 0 | 0
Process cooling | 0 | 0 | 0 | 0
Plug loads | 0 | 0 | 0 | 0
E-mobility | 0 | 0 | 0 | 0
Marie-Hüllenkremer-Straße 3 (168 m², Usage: Retail)
| Annual demand (MWh) | Specific demand (kWh/m²) | Peak demand (kW) | Specific peak demand (W/m²)
Space heating | 15 | 92 | 13 | 80
Domestic hot water | 4 | 21 | 3 | 17
Space cooling | 0 | 0 | 0 | 0
Process cooling | 0 | 0 | 0 | 0
Plug loads | 0 | 0 | 0 | 0
E-mobility | 0 | 0 | 0 | 0
Marie-Hüllenkremer-Straße 5 (163 m², Usage: Retail)
| Annual demand (MWh) | Specific demand (kWh/m²) | Peak demand (kW) | Specific peak demand (W/m²)
Space heating | 15 | 92 | 13 | 80
Domestic hot water | 3 | 21 | 3 | 17
Space cooling | 0 | 0 | 0 | 0
Process cooling | 0 | 0 | 0 | 0
Plug loads | 0 | 0 | 0 | 0
E-mobility | 0 | 0 | 0 | 0
Marie-Hüllenkremer-Straße 11 (163 m², Usage: Retail)
| Annual demand (MWh) | Specific demand (kWh/m²) | Peak demand (kW) | Specific peak demand (W/m²)
Space heating | 15 | 92 | 13 | 80
Domestic hot water | 3 | 21 | 3 | 17
Space cooling | 0 | 0 | 0 | 0
Process cooling | 0 | 0 | 0 | 0
Plug loads | 0 | 0 | 0 | 0
E-mobility | 0 | 0 | 0 | 0
Marie-Hüllenkremer-Straße 13 (106 m², Usage: Residential)
| Annual demand (MWh) | Specific demand (kWh/m²) | Peak demand (kW) | Specific peak demand (W/m²)
Space heating | 10 | 92 | 7 | 63
Domestic hot water | 2 | 21 | 1 | 6
Space cooling | 0 | 0 | 0 | 0
Process cooling | 0 | 0 | 0 | 0
Plug loads | 0 | 0 | 0 | 0
E-mobility | 0 | 0 | 0 | 0
Marie-Hüllenkremer-Straße 7 (75 m², Usage: Retail)
| Annual demand (MWh) | Specific demand (kWh/m²) | Peak demand (kW) | Specific peak demand (W/m²)
Space heating | 7 | 92 | 6 | 80
Domestic hot water | 2 | 21 | 1 | 17
Space cooling | 0 | 0 | 0 | 0
Process cooling | 0 | 0 | 0 | 0
Plug loads | 0 | 0 | 0 | 0
E-mobility | 0 | 0 | 0 | 0
Marie-Hüllenkremer-Straße 15 (100 m², Usage: Residential)
| Annual demand (MWh) | Specific demand (kWh/m²) | Peak demand (kW) | Specific peak demand (W/m²)
Space heating | 9 | 92 | 6 | 63
Domestic hot water | 2 | 21 | 1 | 6
Space cooling | 0 | 0 | 0 | 0
Process cooling | 0 | 0 | 0 | 0
Plug loads | 0 | 0 | 0 | 0
E-mobility | 0 | 0 | 0 | 0
Marie-Hüllenkremer-Straße 17 (128 m², Usage: Residential)
| Annual demand (MWh) | Specific demand (kWh/m²) | Peak demand (kW) | Specific peak demand (W/m²)
Space heating | 12 | 92 | 16 | 121
Domestic hot water | 3 | 21 | 1 | 6
Space cooling | 0 | 0 | 0 | 0
Process cooling | 0 | 0 | 0 | 0
Plug loads | 0 | 0 | 0 | 0
E-mobility | 0 | 0 | 0 | 0
Marie-Hüllenkremer-Straße 19 (149 m², Usage: Residential)
| Annual demand (MWh) | Specific demand (kWh/m²) | Peak demand (kW) | Specific peak demand (W/m²)
Space heating | 14 | 92 | 18 | 121
Domestic hot water | 3 | 21 | 1 | 6
Space cooling | 0 | 0 | 0 | 0
Process cooling | 0 | 0 | 0 | 0
Plug loads | 0 | 0 | 0 | 0
E-mobility | 0 | 0 | 0 | 0
Curt-Stenvert-Bogen 1 (110 m², Usage: Residential)
| Annual demand (MWh) | Specific demand (kWh/m²) | Peak demand (kW) | Specific peak demand (W/m²)
Space heating | 10 | 92 | 7 | 64
Domestic hot water | 2 | 21 | 1 | 6
Space cooling | 2 | 20 | 7 | 62
Process cooling | 0 | 0 | 0 | 0
Plug loads | 0 | 0 | 0 | 0
E-mobility | 0 | 0 | 0 | 0
Marie-Hüllenkremer-Straße 21 (151 m², Usage: Residential)
| Annual demand (MWh) | Specific demand (kWh/m²) | Peak demand (kW) | Specific peak demand (W/m²)
Space heating | 14 | 92 | 18 | 121
Domestic hot water | 3 | 21 | 1 | 6
Space cooling | 0 | 0 | 0 | 0
Process cooling | 0 | 0 | 0 | 0
Plug loads | 0 | 0 | 0 | 0
E-mobility | 0 | 0 | 0 | 0
Curt-Stenvert-Bogen 3 (152 m², Usage: Residential)
| Annual demand (MWh) | Specific demand (kWh/m²) | Peak demand (kW) | Specific peak demand (W/m²)
Space heating | 14 | 92 | 10 | 63
Domestic hot water | 3 | 21 | 1 | 6
Space cooling | 3 | 20 | 9 | 62
Process cooling | 0 | 0 | 0 | 0
Plug loads | 0 | 0 | 0 | 0
E-mobility | 0 | 0 | 0 | 0
Marie-Hüllenkremer-Straße 23 (152 m², Usage: Residential)
| Annual demand (MWh) | Specific demand (kWh/m²) | Peak demand (kW) | Specific peak demand (W/m²)
Space heating | 14 | 92 | 18 | 121
Domestic hot water | 3 | 21 | 1 | 6
Space cooling | 0 | 0 | 0 | 0
Process cooling | 0 | 0 | 0 | 0
Plug loads | 0 | 0 | 0 | 0
E-mobility | 0 | 0 | 0 | 0
Curt-Stenvert-Bogen 5 (121 m², Usage: Residential)
| Annual demand (MWh) | Specific demand (kWh/m²) | Peak demand (kW) | Specific peak demand (W/m²)
Space heating | 11 | 92 | 8 | 63
Domestic hot water | 3 | 21 | 1 | 6
Space cooling | 2 | 20 | 8 | 62
Process cooling | 0 | 0 | 0 | 0
Plug loads | 0 | 0 | 0 | 0
E-mobility | 0 | 0 | 0 | 0
Marie-Hüllenkremer-Straße 25 (145 m², Usage: Residential)
| Annual demand (MWh) | Specific demand (kWh/m²) | Peak demand (kW) | Specific peak demand (W/m²)
Space heating | 13 | 92 | 18 | 121
Domestic hot water | 3 | 21 | 1 | 6
Space cooling | 0 | 0 | 0 | 0
Process cooling | 0 | 0 | 0 | 0
Plug loads | 0 | 0 | 0 | 0
E-mobility | 0 | 0 | 0 | 0